## Info
TEXTS
1
|  | Sprache | D | 1
| Formular v1.0, zu verwenden bis 30 November 2025 |  |  | 17
| Vorwort |  |  | 130
| Dieses Excel "CalcuCool" wurde vom Bundesamt für Energie (BFE) in Zusammenarbeit mit der ZHAW entwickelt und vom BFE technisch umgesetzt. Es dient zur Berechnung des Energiebedarfs für Effizienzmassnahmen im Klima- und Prozesskältebereich und soll den Nachweis gegenüber dem BFE erleichtern. |  |  | 120
| Das Excel steht Ihnen in Deutsch, Französisch und Italienisch zur Verfügung und enthält keine Makros, um Kompatibilitätsprobleme zu vermeiden. |  |  | 126
| Anleitung |  |  | 121
| Übersicht |  |  | 122
| A: allgemeine Angaben und Zusammenfassung der Berechnung B-x: Datenblätter zu den Kältemaschinen |  |  | 123
| Die 5 Kältemaschinendatenblätter (B-1/5) sollten für die meisten Fälle ausreichend sein. Andernfalls wird empfohlen, mit der Geschäftsstelle (effel@bfe.admin.ch) Kontakt aufzunehmen. |  |  | 124
| Legende |  |  | 125
| Hellgrüne Zellen = auswählen (Dropdown) |  |  | 135
| Gelbe Zellen = ausfüllen |  |  | 136
| Hellgelbe Zellen = optional ausfüllen |  |  | 137
| Graue Zellen = nicht aktiv |  |  | 138
| Weisse Zellen = gesperrt |  |  | 139
4
4
4
4
1
2
3
4
5
6
7
8
9
10
1
2
3
4
5
6
7
8
9
10

## A
TEXTS
1
| Effizienznachweis für eine Kälteanlage | [5 empty] | 2
| Allgemeine Angaben | [5 empty] | 3
| Projektname | [5 empty] | 4
| Strasse / Nummer | [5 empty] | 8
| PLZ / Ort | [5 empty] | 9
| Klimastation | [5 empty] | 7 | [5 empty] | Loc | -
| Hydrologische Station |  | - |  |  |  | 28 | [5 empty] | Loc | -
| Auslegungstemperatur (°C), Standardwert oder Eingabe |  | 35 |  |  |  | 30 | [5 empty] | Tamb | 35
| Unternehmen (welches die Umsetzung verantwortet) | [5 empty] | 32
| Name | [5 empty] | 33
| UID | [5 empty] | -
| Sitz | [5 empty] | 34
| Zusammenfassung | [5 empty] | 16
|  |  | Alte Anlage |  | Neue Anlage |  |  |  | 14 |  | 13
| Sanierung | [5 empty] | 11
| Elektrizitätsbedarf (kWh/a) |  | 0 |  | 0 |  | 24
| Einsparungen über die Wirkungsdauer, inkl. 0.75 Faktor (MWh) |  | 0 |  |  |  | 10
.
| C7 | C9 | C45 | C37 | C8 | C44 | J6 | 1
| Elektrizitätsbedarf - bestehende Anlage | [5 empty] | 19
| Der Zustand der Kältemaschinen (alt oder neu) muss in den entsprechenden B-x Blättern mit technischen Informationen angegeben werden. | [5 empty] | 25
| Kältemaschine | Baujahr | JAZ | Anwendungs-temperatur | Nenn-kühlleistung | Elektrizitäts-bedarf | 20 | 75 |  | 29 | 21 | 22
|  |  | - | °C | kW | MWh/a | [7 empty] | Base | Clean
1 | [14 empty] | #NAME?
2
3
4
5
| Gesamt |  |  |  | 0 | 0 | 23
2
| Elektrizitätsbedarf - neue Anlage | [5 empty] | 18
| Der Zustand der Kältemaschinen (alt oder neu) muss in den entsprechenden B-x Blättern mit technischen Informationen angegeben werden. | [5 empty] | 25
| Kältemaschine | Baujahr | JAZ | Anwendungs-temperatur | Nenn-kühlleistung | Elektrizitäts-bedarf | 20 | 75 |  | 29 | 21 | 22
|  |  | - | °C | kW | MWh/a | [7 empty] | Base | Clean
1 | [14 empty] | #NAME?
2
3
4
5
| Gesamt |  |  |  | 0 | 0 | 23

## B-1
|  |  |  | SHEET | CAL-1 | TEXT | Variable | row | def | B-3
1
Kältemaschine: | [5 empty] | 70
Allgemeine Angaben | [5 empty] | 71
Zustand | [5 empty] | 97 | Status | 0
Name (Marke, Modell) | [5 empty] | 72 | - | -
Nennkälteleistung (kW) | [5 empty] | 74 | - | - |  |  | Q_evap | 0
Baujahr | [5 empty] | 75 | - | - |  |  | Year | 0
Free-Cooling | [5 empty] | - | KM_Freecooling | 0 |  |  | Installed | #N/A
Kompression und Expansion | Standardwert |  |  |  |  | 98 | 105
Expansionsventil, Standard oder Eingabe | [5 empty] | 82 | KM_Druckregler | #N/A | 0 |  |  | #N/A
Verdichter, Standard oder Eingabe | [5 empty] | 83 | KM_Kompressor | #N/A | 0 |  |  | #N/A
Verdampfer | Standardwert |  |  |  |  | 92 | 105 |  |  |  |  | Evaporator | Selection | Is Air?
Übertragungsmedium | [5 empty] | 107 | KM_Medium | 0 |  |  |  | - | #NAME? | 0
Typ | [5 empty] | 79 | KM_Verdampfer | 0 |  |  |  |  | #NAME?
∆T, Standard oder Eingabe (K)** | [5 empty] | 94 | KM_Verdampfer | 0 |  |  |  |  | #NAME?
Regelung der Ventilatoren, Standard oder Eingabe | [5 empty] | 84 | KM_Ventilator | #N/A | 0 |  |  | #N/A
[7 empty] | KM_Verdampfer | 0
Verflüssiger | Standardwert |  |  |  |  | 91 | 105 |  |  |  |  | Condenser | Selection | Is Air?
Übertragungsmedium | [5 empty] | 107 | KM_Medium | 0 |  |  |  | - | #NAME? | 0
Typ | [5 empty] | 79 | KM_Verflüssiger | 0 |  |  |  |  | #NAME?
∆T, Standard oder Eingabe (K)* | [5 empty] | 109 | KM_Verflüssiger | 0 |  |  |  |  | #NAME?
Regelung der Ventilatoren, Standard oder Eingabe | [5 empty] | 84 | KM_Ventilator | #N/A | 0 |  |  | #N/A
[7 empty] | KM_Verflüssiger | 0
Rückkühler | Standardwert |  |  |  |  | 81 | 105 |  |  |  |  | Condenser | Selection | Is Air?
Typ | [5 empty] | 79 | KM_Rückkühler | 0 |  |  |  | 1 | - | -
∆T, Standard oder Eingabe (K)* | [5 empty] | 109 | KM_Rückkühler | 0
Regelung der Ventilatoren, Standard oder Eingabe | [5 empty] | 84 | KM_Ventilator | #N/A | 0 |  |  | #N/A
[7 empty] | KM_Rückkühler | 0
Beschreibung und Bemerkungen | [5 empty] | 106
Verbraucher | [5 empty] | 85
| Anwendungs-temperatur | Betriebs-stunden | Auslegung-Kühlleistung | Grund-kühlleistung |  |  | 86 | 87 | 89 | 88 |  |  | Selection
| °C | h/d | kW | % | [6 empty] | temp_sink | 0 | #NAME?
[7 empty] | Kältebedarf |  |  |  | t_day | 0 | #NAME?
Andere | [5 empty] | 90 |  |  |  |  | q_srv_n | 0 | #NAME?
Gesamt | 0 | 0 | 0 | 0% |  | 108 |  |  |  |  | q_srv_base | 0 | #NAME?
[11 empty] | ID | 9
Energiebilanz | [5 empty] | 95 | H
Betribesstunden (h/a) | #N/A |  |  |  |  | 100 | 146
Kälteproduktion (MWh/a) | #N/A |  |  |  |  | 102 | 143
Elektrizitätsbedarf (MWh/a) | 0 |  |  |  |  | 103 | 144
JAZ | 0 |  |  |  |  | 104 | 145
[12 empty] | 127 | 138
Belastungsrate | [5 empty] | 110 |  |  |  |  | I20:BV20 | I127:BV127 | I138:BV138 | I19:BV19
[11 empty] | Temp_amb | Q_fc | Q_km | bin
[11 empty] | -25 | #N/A | #N/A | #N/A
[11 empty] | -24 | #N/A | #N/A | #N/A
[11 empty] | -23 | #N/A | #N/A | #N/A
[11 empty] | -22 | #N/A | #N/A | #N/A
[11 empty] | -21 | #N/A | #N/A | #N/A
[11 empty] | -20 | #N/A | #N/A | #N/A
[11 empty] | -19 | #N/A | #N/A | #N/A
[11 empty] | -18 | #N/A | #N/A | #N/A
[11 empty] | -17 | #N/A | #N/A | #N/A
[11 empty] | -16 | #N/A | #N/A | #N/A
[11 empty] | -15 | #N/A | #N/A | #N/A
[11 empty] | -14 | #N/A | #N/A | #N/A
[11 empty] | -13 | #N/A | #N/A | #N/A
[11 empty] | -12 | #N/A | #N/A | #N/A
[11 empty] | -11 | #N/A | #N/A | #N/A
[11 empty] | -10 | #N/A | #N/A | #N/A
FC | Free-Cooling | [9 empty] | -9 | #N/A | #N/A | #N/A
CYCLE | Kältemaschine |  |  |  |  | 112 |  |  |  |  | -8 | #N/A | #N/A | #N/A
BIN | Bin-Dauer |  |  |  |  | 111 |  |  |  |  | -7 | #N/A | #N/A | #N/A
TEMP | Bin-Temperatur |  |  |  |  | 113 |  |  |  |  | -6 | #N/A | #N/A | #N/A
CP | Kälteproduktion |  |  |  |  | 114 |  |  |  |  | -5 | #N/A | #N/A | #N/A
[11 empty] | -4 | #N/A | #N/A | #N/A
[11 empty] | -3 | #N/A | #N/A | #N/A
[11 empty] | -2 | #N/A | #N/A | #N/A
[11 empty] | -1 | #N/A | #N/A | #N/A
[11 empty] | 0 | #N/A | #N/A | #N/A
[11 empty] | 1 | #N/A | #N/A | #N/A
[11 empty] | 2 | #N/A | #N/A | #N/A
[11 empty] | 3 | #N/A | #N/A | #N/A
[11 empty] | 4 | #N/A | #N/A | #N/A
[11 empty] | 5 | #N/A | #N/A | #N/A
[11 empty] | 6 | #N/A | #N/A | #N/A
[11 empty] | 7 | #N/A | #N/A | #N/A
[11 empty] | 8 | #N/A | #N/A | #N/A
[11 empty] | 9 | #N/A | #N/A | #N/A
[11 empty] | 10 | #N/A | #N/A | #N/A
[11 empty] | 11 | #N/A | #N/A | #N/A
[11 empty] | 12 | #N/A | #N/A | #N/A
[11 empty] | 13 | #N/A | #N/A | #N/A
[11 empty] | 14 | #N/A | #N/A | #N/A
[11 empty] | 15 | #N/A | #N/A | #N/A
[11 empty] | 16 | #N/A | #N/A | #N/A
[11 empty] | 17 | #N/A | #N/A | #N/A
[11 empty] | 18 | #N/A | #N/A | #N/A
[11 empty] | 19 | #N/A | #N/A | #N/A
[11 empty] | 20 | #N/A | #N/A | #N/A
[11 empty] | 21 | #N/A | #N/A | #N/A
[11 empty] | 22 | #N/A | #N/A | #N/A
[11 empty] | 23 | #N/A | #N/A | #N/A
[11 empty] | 24 | #N/A | #N/A | #N/A
[11 empty] | 25 | #N/A | #N/A | #N/A
[11 empty] | 26 | #N/A | #N/A | #N/A
[11 empty] | 27 | #N/A | #N/A | #N/A
[11 empty] | 28 | #N/A | #N/A | #N/A
[11 empty] | 29 | #N/A | #N/A | #N/A
[11 empty] | 30 | #N/A | #N/A | #N/A
[11 empty] | 31 | #N/A | #N/A | #N/A
[11 empty] | 32 | #N/A | #N/A | #N/A
[11 empty] | 33 | #N/A | #N/A | #N/A
[11 empty] | 34 | #N/A | #N/A | #N/A
[11 empty] | 35 | #N/A | #N/A | #N/A
[11 empty] | 36 | #N/A | #N/A | #N/A
[11 empty] | 37 | #N/A | #N/A | #N/A
[11 empty] | 38 | #N/A | #N/A | #N/A
[11 empty] | 39 | #N/A | #N/A | #N/A
[11 empty] | 40 | #N/A | #N/A | #N/A

## B-2
|  |  |  | SHEET | CAL-2 | TEXT | Variable | row | def | B-3
1
Kältemaschine: | [5 empty] | 70
Allgemeine Angaben | [5 empty] | 71
Zustand | [5 empty] | 97 | Status | 0
Name (Marke, Modell) | [5 empty] | 72 | - | -
Nennkälteleistung (kW) | [5 empty] | 74 | - | - |  |  | Q_evap | 0
Baujahr | [5 empty] | 75 | - | - |  |  | Year | 0
Free-Cooling | [5 empty] | - | KM_Freecooling | 0 |  |  | Installed | #N/A
Kompression und Expansion | Standardwert |  |  |  |  | 98 | 105
Expansionsventil, Standard oder Eingabe | [5 empty] | 82 | KM_Druckregler | #N/A | 0 |  |  | #N/A
Verdichter, Standard oder Eingabe | [5 empty] | 83 | KM_Kompressor | #N/A | 0 |  |  | #N/A
Verdampfer | Standardwert |  |  |  |  | 92 | 105 |  |  |  |  | Evaporator | Selection | Is Air?
Übertragungsmedium | [5 empty] | 107 | KM_Medium | 0 |  |  |  | - | #NAME? | 0
Typ | [5 empty] | 79 | KM_Verdampfer | 0 |  |  |  |  | #NAME?
∆T, Standard oder Eingabe (K)** | [5 empty] | 94 | KM_Verdampfer | 0 |  |  |  |  | #NAME?
Regelung der Ventilatoren, Standard oder Eingabe | [5 empty] | 84 | KM_Ventilator | #N/A | 0 |  |  | #N/A
[7 empty] | KM_Verdampfer | 0
Verflüssiger | Standardwert |  |  |  |  | 91 | 105 |  |  |  |  | Condenser | Selection | Is Air?
Übertragungsmedium | [5 empty] | 107 | KM_Medium | 0 |  |  |  | - | #NAME? | 0
Typ | [5 empty] | 79 | KM_Verflüssiger | 0 |  |  |  |  | #NAME?
∆T, Standard oder Eingabe (K)* | [5 empty] | 109 | KM_Verflüssiger | 0 |  |  |  |  | #NAME?
Regelung der Ventilatoren, Standard oder Eingabe | [5 empty] | 84 | KM_Ventilator | #N/A | 0 |  |  | #N/A
[7 empty] | KM_Verflüssiger | 0
Rückkühler | Standardwert |  |  |  |  | 81 | 105 |  |  |  |  | Condenser | Selection | Is Air?
Typ | [5 empty] | 79 | KM_Rückkühler | 0 |  |  |  | 1 | - | -
∆T, Standard oder Eingabe (K)* | [5 empty] | 109 | KM_Rückkühler | 0
Regelung der Ventilatoren, Standard oder Eingabe | [5 empty] | 84 | KM_Ventilator | #N/A | 0 |  |  | #N/A
[7 empty] | KM_Rückkühler | 0
Beschreibung und Bemerkungen | [5 empty] | 106
Verbraucher | [5 empty] | 85
| Anwendungs-temperatur | Betriebs-stunden | Auslegung-Kühlleistung | Grund-kühlleistung |  |  | 86 | 87 | 89 | 88 |  |  | Selection
| °C | h/d | kW | % | [6 empty] | temp_sink | 0 | #NAME?
[7 empty] | Kältebedarf |  |  |  | t_day | 0 | #NAME?
Andere | [5 empty] | 90 |  |  |  |  | q_srv_n | 0 | #NAME?
Gesamt | 0 | 0 | 0 | 0% |  | 108 |  |  |  |  | q_srv_base | 0 | #NAME?
[11 empty] | ID | 9
Energiebilanz | [5 empty] | 95 | H
Betribesstunden (h/a) | #N/A |  |  |  |  | 100 | 146
Kälteproduktion (MWh/a) | #N/A |  |  |  |  | 102 | 143
Elektrizitätsbedarf (MWh/a) | 0 |  |  |  |  | 103 | 144
JAZ | 0 |  |  |  |  | 104 | 145
[12 empty] | 127 | 138
Belastungsrate | [5 empty] | 110 |  |  |  |  | I20:BV20 | I127:BV127 | I138:BV138 | I19:BV19
[11 empty] | Temp_amb | Q_fc | Q_km | bin
[11 empty] | -25 | #N/A | #N/A | #N/A
[11 empty] | -24 | #N/A | #N/A | #N/A
[11 empty] | -23 | #N/A | #N/A | #N/A
[11 empty] | -22 | #N/A | #N/A | #N/A
[11 empty] | -21 | #N/A | #N/A | #N/A
[11 empty] | -20 | #N/A | #N/A | #N/A
[11 empty] | -19 | #N/A | #N/A | #N/A
[11 empty] | -18 | #N/A | #N/A | #N/A
[11 empty] | -17 | #N/A | #N/A | #N/A
[11 empty] | -16 | #N/A | #N/A | #N/A
[11 empty] | -15 | #N/A | #N/A | #N/A
[11 empty] | -14 | #N/A | #N/A | #N/A
[11 empty] | -13 | #N/A | #N/A | #N/A
[11 empty] | -12 | #N/A | #N/A | #N/A
[11 empty] | -11 | #N/A | #N/A | #N/A
[11 empty] | -10 | #N/A | #N/A | #N/A
FC | Free-Cooling | [9 empty] | -9 | #N/A | #N/A | #N/A
CYCLE | Kältemaschine |  |  |  |  | 112 |  |  |  |  | -8 | #N/A | #N/A | #N/A
BIN | Bin-Dauer |  |  |  |  | 111 |  |  |  |  | -7 | #N/A | #N/A | #N/A
TEMP | Bin-Temperatur |  |  |  |  | 113 |  |  |  |  | -6 | #N/A | #N/A | #N/A
CP | Kälteproduktion |  |  |  |  | 114 |  |  |  |  | -5 | #N/A | #N/A | #N/A
[11 empty] | -4 | #N/A | #N/A | #N/A
[11 empty] | -3 | #N/A | #N/A | #N/A
[11 empty] | -2 | #N/A | #N/A | #N/A
[11 empty] | -1 | #N/A | #N/A | #N/A
[11 empty] | 0 | #N/A | #N/A | #N/A
[11 empty] | 1 | #N/A | #N/A | #N/A
[11 empty] | 2 | #N/A | #N/A | #N/A
[11 empty] | 3 | #N/A | #N/A | #N/A
[11 empty] | 4 | #N/A | #N/A | #N/A
[11 empty] | 5 | #N/A | #N/A | #N/A
[11 empty] | 6 | #N/A | #N/A | #N/A
[11 empty] | 7 | #N/A | #N/A | #N/A
[11 empty] | 8 | #N/A | #N/A | #N/A
[11 empty] | 9 | #N/A | #N/A | #N/A
[11 empty] | 10 | #N/A | #N/A | #N/A
[11 empty] | 11 | #N/A | #N/A | #N/A
[11 empty] | 12 | #N/A | #N/A | #N/A
[11 empty] | 13 | #N/A | #N/A | #N/A
[11 empty] | 14 | #N/A | #N/A | #N/A
[11 empty] | 15 | #N/A | #N/A | #N/A
[11 empty] | 16 | #N/A | #N/A | #N/A
[11 empty] | 17 | #N/A | #N/A | #N/A
[11 empty] | 18 | #N/A | #N/A | #N/A
[11 empty] | 19 | #N/A | #N/A | #N/A
[11 empty] | 20 | #N/A | #N/A | #N/A
[11 empty] | 21 | #N/A | #N/A | #N/A
[11 empty] | 22 | #N/A | #N/A | #N/A
[11 empty] | 23 | #N/A | #N/A | #N/A
[11 empty] | 24 | #N/A | #N/A | #N/A
[11 empty] | 25 | #N/A | #N/A | #N/A
[11 empty] | 26 | #N/A | #N/A | #N/A
[11 empty] | 27 | #N/A | #N/A | #N/A
[11 empty] | 28 | #N/A | #N/A | #N/A
[11 empty] | 29 | #N/A | #N/A | #N/A
[11 empty] | 30 | #N/A | #N/A | #N/A
[11 empty] | 31 | #N/A | #N/A | #N/A
[11 empty] | 32 | #N/A | #N/A | #N/A
[11 empty] | 33 | #N/A | #N/A | #N/A
[11 empty] | 34 | #N/A | #N/A | #N/A
[11 empty] | 35 | #N/A | #N/A | #N/A
[11 empty] | 36 | #N/A | #N/A | #N/A
[11 empty] | 37 | #N/A | #N/A | #N/A
[11 empty] | 38 | #N/A | #N/A | #N/A
[11 empty] | 39 | #N/A | #N/A | #N/A
[11 empty] | 40 | #N/A | #N/A | #N/A

## CAL-1 (hidden)
SHEET | B-1 |  |  |  |  | INDEX | Single Values
Technology
Year | - |  |  |  |  | O9 | 0
Condenser | - |  |  |  |  | O21 | -
Evaporator | - |  |  |  |  | O15 | -
Nominal conditions
T_hot | °C | [5 empty] | 35
T_cold | °C |  |  |  |  | O36 | 0
T_evap | °C | [5 empty] | #VALUE!
T_cond | °C | [5 empty] | #VALUE!
Q_evap | kW |  |  |  |  | O8 | 0
Q_cond | kW | [5 empty] | #VALUE!
EER | - | [5 empty] | #VALUE!
Station
Station_air | - |  |  |  |  | #N/A | -
Station_water | - |  |  |  |  | #N/A | -
BINs | [7 empty] | #N/A | #N/A | #N/A | #N/A | #N/A | #N/A | #N/A | #N/A | #N/A | #N/A | #N/A | #N/A | #N/A | #N/A | #N/A | #N/A | #N/A | #N/A | #N/A | #N/A | #N/A | #N/A | #N/A | #N/A | #N/A | #N/A | #N/A | #N/A | #N/A | #N/A | #N/A | #N/A | #N/A | #N/A | #N/A | #N/A | #N/A | #N/A | #N/A | #N/A | #N/A | #N/A | #N/A | #N/A | #N/A | #N/A | #N/A | #N/A | #N/A | #N/A | #N/A | #N/A | #N/A | #N/A | #N/A | #N/A | #N/A | #N/A | #N/A | #N/A | #N/A | #N/A | #N/A | #N/A | #N/A | #N/A
Temp_air_i | °C | [6 empty] | -25 | -24 | -23 | -22 | -21 | -20 | -19 | -18 | -17 | -16 | -15 | -14 | -13 | -12 | -11 | -10 | -9 | -8 | -7 | -6 | -5 | -4 | -3 | -2 | -1 | 0 | 1 | 2 | 3 | 4 | 5 | 6 | 7 | 8 | 9 | 10 | 11 | 12 | 13 | 14 | 15 | 16 | 17 | 18 | 19 | 20 | 21 | 22 | 23 | 24 | 25 | 26 | 27 | 28 | 29 | 30 | 31 | 32 | 33 | 34 | 35 | 36 | 37 | 38 | 39 | 40
Temp_water_i | °C | [6 empty] | #N/A | #N/A | #N/A | #N/A | #N/A | #N/A | #N/A | #N/A | #N/A | #N/A | #N/A | #N/A | #N/A | #N/A | #N/A | #N/A | #N/A | #N/A | #N/A | #N/A | #N/A | #N/A | #N/A | #N/A | #N/A | #N/A | #N/A | #N/A | #N/A | #N/A | #N/A | #N/A | #N/A | #N/A | #N/A | #N/A | #N/A | #N/A | #N/A | #N/A | #N/A | #N/A | #N/A | #N/A | #N/A | #N/A | #N/A | #N/A | #N/A | #N/A | #N/A | #N/A | #N/A | #N/A | #N/A | #N/A | #N/A | #N/A | #N/A | #N/A | #N/A | #N/A | #N/A | #N/A | #N/A | #N/A
Temp_src_i | °C | [6 empty] | #N/A | #N/A | #N/A | #N/A | #N/A | #N/A | #N/A | #N/A | #N/A | #N/A | #N/A | #N/A | #N/A | #N/A | #N/A | #N/A | #N/A | #N/A | #N/A | #N/A | #N/A | #N/A | #N/A | #N/A | #N/A | #N/A | #N/A | #N/A | #N/A | #N/A | #N/A | #N/A | #N/A | #N/A | #N/A | #N/A | #N/A | #N/A | #N/A | #N/A | #N/A | #N/A | #N/A | #N/A | #N/A | #N/A | #N/A | #N/A | #N/A | #N/A | #N/A | #N/A | #N/A | #N/A | #N/A | #N/A | #N/A | #N/A | #N/A | #N/A | #N/A | #N/A | #N/A | #N/A | #N/A | #N/A
Demand
q_srv_n | kW |  |  |  |  | O38 | 0
Q_srv | MWh/a | [5 empty] | - | not implemented
t_day | h/d |  |  |  |  | O37 | 0 | 0%
temp_sink_ctrl | - | [5 empty] | - | not implemented
temp_sink_i | °C | [6 empty] | 0 | 0 | 0 | 0 | 0 | 0 | 0 | 0 | 0 | 0 | 0 | 0 | 0 | 0 | 0 | 0 | 0 | 0 | 0 | 0 | 0 | 0 | 0 | 0 | 0 | 0 | 0 | 0 | 0 | 0 | 0 | 0 | 0 | 0 | 0 | 0 | 0 | 0 | 0 | 0 | 0 | 0 | 0 | 0 | 0 | 0 | 0 | 0 | 0 | 0 | 0 | 0 | 0 | 0 | 0 | 0 | 0 | 0 | 0 | 0 | 0 | 0 | 0 | 0 | 0 | 0
Base demand
q_srv_n_base | kW |  |  |  |  | O39 | 0
q_srv_base_i | kW | [6 empty] | 0 | 0 | 0 | 0 | 0 | 0 | 0 | 0 | 0 | 0 | 0 | 0 | 0 | 0 | 0 | 0 | 0 | 0 | 0 | 0 | 0 | 0 | 0 | 0 | 0 | 0 | 0 | 0 | 0 | 0 | 0 | 0 | 0 | 0 | 0 | 0 | 0 | 0 | 0 | 0 | 0 | 0 | 0 | 0 | 0 | 0 | 0 | 0 | 0 | 0 | 0 | 0 | 0 | 0 | 0 | 0 | 0 | 0 | 0 | 0 | 0 | 0 | 0 | 0 | 0 | 0
t_on_srv_base_i | h/d | [6 empty] | 0% | 0% | 0% | 0% | 0% | 0% | 0% | 0% | 0% | 0% | 0% | 0% | 0% | 0% | 0% | 0% | 0% | 0% | 0% | 0% | 0% | 0% | 0% | 0% | 0% | 0% | 0% | 0% | 0% | 0% | 0% | 0% | 0% | 0% | 0% | 0% | 0% | 0% | 0% | 0% | 0% | 0% | 0% | 0% | 0% | 0% | 0% | 0% | 0% | 0% | 0% | 0% | 0% | 0% | 0% | 0% | 0% | 0% | 0% | 0% | 0% | 0% | 0% | 0% | 0% | 0%
Q_srv_base_i | kWh | [6 empty] | #N/A | #N/A | #N/A | #N/A | #N/A | #N/A | #N/A | #N/A | #N/A | #N/A | #N/A | #N/A | #N/A | #N/A | #N/A | #N/A | #N/A | #N/A | #N/A | #N/A | #N/A | #N/A | #N/A | #N/A | #N/A | #N/A | #N/A | #N/A | #N/A | #N/A | #N/A | #N/A | #N/A | #N/A | #N/A | #N/A | #N/A | #N/A | #N/A | #N/A | #N/A | #N/A | #N/A | #N/A | #N/A | #N/A | #N/A | #N/A | #N/A | #N/A | #N/A | #N/A | #N/A | #N/A | #N/A | #N/A | #N/A | #N/A | #N/A | #N/A | #N/A | #N/A | #N/A | #N/A | #N/A | #N/A
Q_srv_base | MWh/a | [5 empty] | #N/A
Variable demand
temp_start | °C |  |  |  |  | O40 | 5
dT_gains | °C | [5 empty] | 0
q_srv_var | kW | [5 empty] | 0
tau_srv_var_i | - | [6 empty] | 0% | 0% | 0% | 0% | 0% | 0% | 0% | 0% | 0% | 0% | 0% | 0% | 0% | 0% | 0% | 0% | 0% | 0% | 0% | 0% | 0% | 0% | 0% | 0% | 0% | 0% | 0% | 0% | 0% | 0% | 0% | 3.333% | 6.667% | 10% | 13.33% | 16.67% | 20% | 23.33% | 26.67% | 30% | 33.33% | 36.67% | 40% | 43.33% | 46.67% | 50% | 53.33% | 56.67% | 60% | 63.33% | 66.67% | 70% | 73.33% | 76.67% | 80% | 83.33% | 86.67% | 90% | 93.33% | 96.67% | 100% | 103.3% | 106.7% | 110% | 113.3% | 116.7%
q_srv_var_i | kW | [6 empty] | 0 | 0 | 0 | 0 | 0 | 0 | 0 | 0 | 0 | 0 | 0 | 0 | 0 | 0 | 0 | 0 | 0 | 0 | 0 | 0 | 0 | 0 | 0 | 0 | 0 | 0 | 0 | 0 | 0 | 0 | 0 | 0 | 0 | 0 | 0 | 0 | 0 | 0 | 0 | 0 | 0 | 0 | 0 | 0 | 0 | 0 | 0 | 0 | 0 | 0 | 0 | 0 | 0 | 0 | 0 | 0 | 0 | 0 | 0 | 0 | 0 | 0 | 0 | 0 | 0 | 0
t_on_srv_var_i | h/d | [6 empty] | 0% | 0% | 0% | 0% | 0% | 0% | 0% | 0% | 0% | 0% | 0% | 0% | 0% | 0% | 0% | 0% | 0% | 0% | 0% | 0% | 0% | 0% | 0% | 0% | 0% | 0% | 0% | 0% | 0% | 0% | 0% | 0% | 0% | 0% | 0% | 0% | 0% | 0% | 0% | 0% | 0% | 0% | 0% | 0% | 0% | 0% | 0% | 0% | 0% | 0% | 0% | 0% | 0% | 0% | 0% | 0% | 0% | 0% | 0% | 0% | 0% | 0% | 0% | 0% | 0% | 0%
Q_srv_var_i | kWh | [6 empty] | #N/A | #N/A | #N/A | #N/A | #N/A | #N/A | #N/A | #N/A | #N/A | #N/A | #N/A | #N/A | #N/A | #N/A | #N/A | #N/A | #N/A | #N/A | #N/A | #N/A | #N/A | #N/A | #N/A | #N/A | #N/A | #N/A | #N/A | #N/A | #N/A | #N/A | #N/A | #N/A | #N/A | #N/A | #N/A | #N/A | #N/A | #N/A | #N/A | #N/A | #N/A | #N/A | #N/A | #N/A | #N/A | #N/A | #N/A | #N/A | #N/A | #N/A | #N/A | #N/A | #N/A | #N/A | #N/A | #N/A | #N/A | #N/A | #N/A | #N/A | #N/A | #N/A | #N/A | #N/A | #N/A | #N/A
Q_srv_var | MWh/a | [5 empty] | #N/A
Combined demand
q_srv_i | kW | [6 empty] | 0 | 0 | 0 | 0 | 0 | 0 | 0 | 0 | 0 | 0 | 0 | 0 | 0 | 0 | 0 | 0 | 0 | 0 | 0 | 0 | 0 | 0 | 0 | 0 | 0 | 0 | 0 | 0 | 0 | 0 | 0 | 0 | 0 | 0 | 0 | 0 | 0 | 0 | 0 | 0 | 0 | 0 | 0 | 0 | 0 | 0 | 0 | 0 | 0 | 0 | 0 | 0 | 0 | 0 | 0 | 0 | 0 | 0 | 0 | 0 | 0 | 0 | 0 | 0 | 0 | 0
t_on_srv_i | h/d | [6 empty] | 0% | 0% | 0% | 0% | 0% | 0% | 0% | 0% | 0% | 0% | 0% | 0% | 0% | 0% | 0% | 0% | 0% | 0% | 0% | 0% | 0% | 0% | 0% | 0% | 0% | 0% | 0% | 0% | 0% | 0% | 0% | 0% | 0% | 0% | 0% | 0% | 0% | 0% | 0% | 0% | 0% | 0% | 0% | 0% | 0% | 0% | 0% | 0% | 0% | 0% | 0% | 0% | 0% | 0% | 0% | 0% | 0% | 0% | 0% | 0% | 0% | 0% | 0% | 0% | 0% | 0%
Q_srv_i | kWh | [6 empty] | #N/A | #N/A | #N/A | #N/A | #N/A | #N/A | #N/A | #N/A | #N/A | #N/A | #N/A | #N/A | #N/A | #N/A | #N/A | #N/A | #N/A | #N/A | #N/A | #N/A | #N/A | #N/A | #N/A | #N/A | #N/A | #N/A | #N/A | #N/A | #N/A | #N/A | #N/A | #N/A | #N/A | #N/A | #N/A | #N/A | #N/A | #N/A | #N/A | #N/A | #N/A | #N/A | #N/A | #N/A | #N/A | #N/A | #N/A | #N/A | #N/A | #N/A | #N/A | #N/A | #N/A | #N/A | #N/A | #N/A | #N/A | #N/A | #N/A | #N/A | #N/A | #N/A | #N/A | #N/A | #N/A | #N/A
bool_on_srv_i | - | [6 empty] | #N/A | #N/A | #N/A | #N/A | #N/A | #N/A | #N/A | #N/A | #N/A | #N/A | #N/A | #N/A | #N/A | #N/A | #N/A | #N/A | #N/A | #N/A | #N/A | #N/A | #N/A | #N/A | #N/A | #N/A | #N/A | #N/A | #N/A | #N/A | #N/A | #N/A | #N/A | #N/A | #N/A | #N/A | #N/A | #N/A | #N/A | #N/A | #N/A | #N/A | #N/A | #N/A | #N/A | #N/A | #N/A | #N/A | #N/A | #N/A | #N/A | #N/A | #N/A | #N/A | #N/A | #N/A | #N/A | #N/A | #N/A | #N/A | #N/A | #N/A | #N/A | #N/A | #N/A | #N/A | #N/A | #N/A
Defrosting evap. |  | 2 | f_defrost_aux_q | f_defrost_aux_el
f_defrost_aux_q | - | -50 | 0.5 | 0.25 |  |  | 0%
q_defrost_aux_n | kW | 0 | 0.5 | 0.125 |  |  | 0
q_defrost_aux_i | kWh | 8 | 0 | 0 |  |  |  | #N/A | #N/A | #N/A | #N/A | #N/A | #N/A | #N/A | #N/A | #N/A | #N/A | #N/A | #N/A | #N/A | #N/A | #N/A | #N/A | #N/A | #N/A | #N/A | #N/A | #N/A | #N/A | #N/A | #N/A | #N/A | #N/A | #N/A | #N/A | #N/A | #N/A | #N/A | #N/A | #N/A | #N/A | #N/A | #N/A | #N/A | #N/A | #N/A | #N/A | #N/A | #N/A | #N/A | #N/A | #N/A | #N/A | #N/A | #N/A | #N/A | #N/A | #N/A | #N/A | #N/A | #N/A | #N/A | #N/A | #N/A | #N/A | #N/A | #N/A | #N/A | #N/A | #N/A | #N/A | #N/A | #N/A
Q_defrost_aux_i | kWh | [6 empty] | #N/A | #N/A | #N/A | #N/A | #N/A | #N/A | #N/A | #N/A | #N/A | #N/A | #N/A | #N/A | #N/A | #N/A | #N/A | #N/A | #N/A | #N/A | #N/A | #N/A | #N/A | #N/A | #N/A | #N/A | #N/A | #N/A | #N/A | #N/A | #N/A | #N/A | #N/A | #N/A | #N/A | #N/A | #N/A | #N/A | #N/A | #N/A | #N/A | #N/A | #N/A | #N/A | #N/A | #N/A | #N/A | #N/A | #N/A | #N/A | #N/A | #N/A | #N/A | #N/A | #N/A | #N/A | #N/A | #N/A | #N/A | #N/A | #N/A | #N/A | #N/A | #N/A | #N/A | #N/A | #N/A | #N/A
Q_defrost_aux | MWh/a | [5 empty] | #N/A
f_defrost_aux_el | - | [5 empty] | 0%
e_defrost_aux_n | kW | [5 empty] | 0
e_defrost_aux_i | kW | [6 empty] | #N/A | #N/A | #N/A | #N/A | #N/A | #N/A | #N/A | #N/A | #N/A | #N/A | #N/A | #N/A | #N/A | #N/A | #N/A | #N/A | #N/A | #N/A | #N/A | #N/A | #N/A | #N/A | #N/A | #N/A | #N/A | #N/A | #N/A | #N/A | #N/A | #N/A | #N/A | #N/A | #N/A | #N/A | #N/A | #N/A | #N/A | #N/A | #N/A | #N/A | #N/A | #N/A | #N/A | #N/A | #N/A | #N/A | #N/A | #N/A | #N/A | #N/A | #N/A | #N/A | #N/A | #N/A | #N/A | #N/A | #N/A | #N/A | #N/A | #N/A | #N/A | #N/A | #N/A | #N/A | #N/A | #N/A
E_defrost_aux_i | kWh | [6 empty] | #N/A | #N/A | #N/A | #N/A | #N/A | #N/A | #N/A | #N/A | #N/A | #N/A | #N/A | #N/A | #N/A | #N/A | #N/A | #N/A | #N/A | #N/A | #N/A | #N/A | #N/A | #N/A | #N/A | #N/A | #N/A | #N/A | #N/A | #N/A | #N/A | #N/A | #N/A | #N/A | #N/A | #N/A | #N/A | #N/A | #N/A | #N/A | #N/A | #N/A | #N/A | #N/A | #N/A | #N/A | #N/A | #N/A | #N/A | #N/A | #N/A | #N/A | #N/A | #N/A | #N/A | #N/A | #N/A | #N/A | #N/A | #N/A | #N/A | #N/A | #N/A | #N/A | #N/A | #N/A | #N/A | #N/A
E_defrost_aux | MWh/a | [5 empty] | #N/A
Requird cooling
q_i | kW | [6 empty] | #N/A | #N/A | #N/A | #N/A | #N/A | #N/A | #N/A | #N/A | #N/A | #N/A | #N/A | #N/A | #N/A | #N/A | #N/A | #N/A | #N/A | #N/A | #N/A | #N/A | #N/A | #N/A | #N/A | #N/A | #N/A | #N/A | #N/A | #N/A | #N/A | #N/A | #N/A | #N/A | #N/A | #N/A | #N/A | #N/A | #N/A | #N/A | #N/A | #N/A | #N/A | #N/A | #N/A | #N/A | #N/A | #N/A | #N/A | #N/A | #N/A | #N/A | #N/A | #N/A | #N/A | #N/A | #N/A | #N/A | #N/A | #N/A | #N/A | #N/A | #N/A | #N/A | #N/A | #N/A | #N/A | #N/A
Q_i | kWh | [6 empty] | #N/A | #N/A | #N/A | #N/A | #N/A | #N/A | #N/A | #N/A | #N/A | #N/A | #N/A | #N/A | #N/A | #N/A | #N/A | #N/A | #N/A | #N/A | #N/A | #N/A | #N/A | #N/A | #N/A | #N/A | #N/A | #N/A | #N/A | #N/A | #N/A | #N/A | #N/A | #N/A | #N/A | #N/A | #N/A | #N/A | #N/A | #N/A | #N/A | #N/A | #N/A | #N/A | #N/A | #N/A | #N/A | #N/A | #N/A | #N/A | #N/A | #N/A | #N/A | #N/A | #N/A | #N/A | #N/A | #N/A | #N/A | #N/A | #N/A | #N/A | #N/A | #N/A | #N/A | #N/A | #N/A | #N/A
Q | MWh/a | [5 empty] | #N/A
tau_q | - | [6 empty] | #N/A | #N/A | #N/A | #N/A | #N/A | #N/A | #N/A | #N/A | #N/A | #N/A | #N/A | #N/A | #N/A | #N/A | #N/A | #N/A | #N/A | #N/A | #N/A | #N/A | #N/A | #N/A | #N/A | #N/A | #N/A | #N/A | #N/A | #N/A | #N/A | #N/A | #N/A | #N/A | #N/A | #N/A | #N/A | #N/A | #N/A | #N/A | #N/A | #N/A | #N/A | #N/A | #N/A | #N/A | #N/A | #N/A | #N/A | #N/A | #N/A | #N/A | #N/A | #N/A | #N/A | #N/A | #N/A | #N/A | #N/A | #N/A | #N/A | #N/A | #N/A | #N/A | #N/A | #N/A | #N/A | #N/A
Compressor
comp_eff | - |  |  |  |  | O13 | #N/A
-
-
Expansion
exp_type | [5 empty] | O12 | #N/A
-
-
Evaporator |  | #N/A |  | f_aux_el
dTemp_evap_min | °C | < 1995 | A | 5% | < 1995A | O17 |  | Luftkühler Temperaturdifferenz dt = t Luft (Eintritt Verdampfer) – to (Verdampfungstemperatur) | [11 empty] | Flüssigkeitskühler Temperaturdifferenz dt = t Kälteträger (Austritt Verdampfer) – to (Verdampfungstemperatur)
dTemp_evap_med | °C | 1995 - 2005 | A | 3.5% | 1995 - 2005A |  | 4
kA_cond | kW/K | > 2005 | A | 2% | > 2005A
Temp_evap_i | °C | < 1995 | W | 0% | < 1995W |  |  | #VALUE! | #VALUE! | #VALUE! | #VALUE! | #VALUE! | #VALUE! | #VALUE! | #VALUE! | #VALUE! | #VALUE! | #VALUE! | #VALUE! | #VALUE! | #VALUE! | #VALUE! | #VALUE! | #VALUE! | #VALUE! | #VALUE! | #VALUE! | #VALUE! | #VALUE! | #VALUE! | #VALUE! | #VALUE! | #VALUE! | #VALUE! | #VALUE! | #VALUE! | #VALUE! | #VALUE! | #VALUE! | #VALUE! | #VALUE! | #VALUE! | #VALUE! | #VALUE! | #VALUE! | #VALUE! | #VALUE! | #VALUE! | #VALUE! | #VALUE! | #VALUE! | #VALUE! | #VALUE! | #VALUE! | #VALUE! | #VALUE! | #VALUE! | #VALUE! | #VALUE! | #VALUE! | #VALUE! | #VALUE! | #VALUE! | #VALUE! | #VALUE! | #VALUE! | #VALUE! | #VALUE! | #VALUE! | #VALUE! | #VALUE! | #VALUE! | #VALUE!
Temp_evap_med_out_i | °C | 1995 - 2005 | W | 0% | 1995 - 2005W |  |  | #VALUE! | #VALUE! | #VALUE! | #VALUE! | #VALUE! | #VALUE! | #VALUE! | #VALUE! | #VALUE! | #VALUE! | #VALUE! | #VALUE! | #VALUE! | #VALUE! | #VALUE! | #VALUE! | #VALUE! | #VALUE! | #VALUE! | #VALUE! | #VALUE! | #VALUE! | #VALUE! | #VALUE! | #VALUE! | #VALUE! | #VALUE! | #VALUE! | #VALUE! | #VALUE! | #VALUE! | #VALUE! | #VALUE! | #VALUE! | #VALUE! | #VALUE! | #VALUE! | #VALUE! | #VALUE! | #VALUE! | #VALUE! | #VALUE! | #VALUE! | #VALUE! | #VALUE! | #VALUE! | #VALUE! | #VALUE! | #VALUE! | #VALUE! | #VALUE! | #VALUE! | #VALUE! | #VALUE! | #VALUE! | #VALUE! | #VALUE! | #VALUE! | #VALUE! | #VALUE! | #VALUE! | #VALUE! | #VALUE! | #VALUE! | #VALUE! | #VALUE!
Temp_evap_med_in_i | °C | > 2005 | W | 0% | > 2005W |  |  | #VALUE! | #VALUE! | #VALUE! | #VALUE! | #VALUE! | #VALUE! | #VALUE! | #VALUE! | #VALUE! | #VALUE! | #VALUE! | #VALUE! | #VALUE! | #VALUE! | #VALUE! | #VALUE! | #VALUE! | #VALUE! | #VALUE! | #VALUE! | #VALUE! | #VALUE! | #VALUE! | #VALUE! | #VALUE! | #VALUE! | #VALUE! | #VALUE! | #VALUE! | #VALUE! | #VALUE! | #VALUE! | #VALUE! | #VALUE! | #VALUE! | #VALUE! | #VALUE! | #VALUE! | #VALUE! | #VALUE! | #VALUE! | #VALUE! | #VALUE! | #VALUE! | #VALUE! | #VALUE! | #VALUE! | #VALUE! | #VALUE! | #VALUE! | #VALUE! | #VALUE! | #VALUE! | #VALUE! | #VALUE! | #VALUE! | #VALUE! | #VALUE! | #VALUE! | #VALUE! | #VALUE! | #VALUE! | #VALUE! | #VALUE! | #VALUE! | #VALUE!
C_evap_med_i | kW/K | [6 empty] | #VALUE! | #VALUE! | #VALUE! | #VALUE! | #VALUE! | #VALUE! | #VALUE! | #VALUE! | #VALUE! | #VALUE! | #VALUE! | #VALUE! | #VALUE! | #VALUE! | #VALUE! | #VALUE! | #VALUE! | #VALUE! | #VALUE! | #VALUE! | #VALUE! | #VALUE! | #VALUE! | #VALUE! | #VALUE! | #VALUE! | #VALUE! | #VALUE! | #VALUE! | #VALUE! | #VALUE! | #VALUE! | #VALUE! | #VALUE! | #VALUE! | #VALUE! | #VALUE! | #VALUE! | #VALUE! | #VALUE! | #VALUE! | #VALUE! | #VALUE! | #VALUE! | #VALUE! | #VALUE! | #VALUE! | #VALUE! | #VALUE! | #VALUE! | #VALUE! | #VALUE! | #VALUE! | #VALUE! | #VALUE! | #VALUE! | #VALUE! | #VALUE! | #VALUE! | #VALUE! | #VALUE! | #VALUE! | #VALUE! | #VALUE! | #VALUE! | #VALUE!
f_evap_aux_ctrl | - |  |  |  |  | O18 | #N/A
f_evap_aux_el | - | [5 empty] | #N/A
e_evap_aux_n | kW | [5 empty] | #N/A
e_evap_aux_i | kW | [6 empty] | #N/A | #N/A | #N/A | #N/A | #N/A | #N/A | #N/A | #N/A | #N/A | #N/A | #N/A | #N/A | #N/A | #N/A | #N/A | #N/A | #N/A | #N/A | #N/A | #N/A | #N/A | #N/A | #N/A | #N/A | #N/A | #N/A | #N/A | #N/A | #N/A | #N/A | #N/A | #N/A | #N/A | #N/A | #N/A | #N/A | #N/A | #N/A | #N/A | #N/A | #N/A | #N/A | #N/A | #N/A | #N/A | #N/A | #N/A | #N/A | #N/A | #N/A | #N/A | #N/A | #N/A | #N/A | #N/A | #N/A | #N/A | #N/A | #N/A | #N/A | #N/A | #N/A | #N/A | #N/A | #N/A | #N/A
E_evap_aux_i | kWh | [6 empty] | #N/A | #N/A | #N/A | #N/A | #N/A | #N/A | #N/A | #N/A | #N/A | #N/A | #N/A | #N/A | #N/A | #N/A | #N/A | #N/A | #N/A | #N/A | #N/A | #N/A | #N/A | #N/A | #N/A | #N/A | #N/A | #N/A | #N/A | #N/A | #N/A | #N/A | #N/A | #N/A | #N/A | #N/A | #N/A | #N/A | #N/A | #N/A | #N/A | #N/A | #N/A | #N/A | #N/A | #N/A | #N/A | #N/A | #N/A | #N/A | #N/A | #N/A | #N/A | #N/A | #N/A | #N/A | #N/A | #N/A | #N/A | #N/A | #N/A | #N/A | #N/A | #N/A | #N/A | #N/A | #N/A | #N/A
E_evap_aux | MWh/a | [5 empty] | #N/A
Condenser
dTemp_cond_min | °C | #N/A |  | f_aux_el |  | O23
dTemp_cond_med | °C | < 1995 | A | 5% | < 1995A | 61 | 2
bool_ac | - | 1995 - 2005 | A | 3.5% | 1995 - 2005A | O27 | 1
dTemp_ac_min | °C | > 2005 | A | 2% | > 2005A | O28 |  | -25 | -24 | -23 | -22 | -21 | -20 | -19 | -18 | -17 | -16 | -15 | -14 | -13 | -12 | -11 | -10 | -9 | -8 | -7 | -6 | -5 | -4 | -3 | -2 | -1 | 0 | 1 | 2 | 3 | 4 | 5 | 6 | 7 | 8 | 9 | 10 | 11 | 12 | 13 | 14 | 15 | 16 | 17 | 18 | 19 | 20 | 21 | 22 | 23 | 24 | 25 | 26 | 27 | 28 | 29 | 30 | 31 | 32 | 33 | 34 | 35 | 36 | 37 | 38 | 39 | 40
Temp_cond_i | °C | < 1995 | W | 0% | < 1995W |  |  | #N/A | #N/A | #N/A | #N/A | #N/A | #N/A | #N/A | #N/A | #N/A | #N/A | #N/A | #N/A | #N/A | #N/A | #N/A | #N/A | #N/A | #N/A | #N/A | #N/A | #N/A | #N/A | #N/A | #N/A | #N/A | #N/A | #N/A | #N/A | #N/A | #N/A | #N/A | #N/A | #N/A | #N/A | #N/A | #N/A | #N/A | #N/A | #N/A | #N/A | #N/A | #N/A | #N/A | #N/A | #N/A | #N/A | #N/A | #N/A | #N/A | #N/A | #N/A | #N/A | #N/A | #N/A | #N/A | #N/A | #N/A | #N/A | #N/A | #N/A | #N/A | #N/A | #N/A | #N/A | #N/A | #N/A
Temp_cond_med_out_i | °C | 1995 - 2005 | W | 0% | 1995 - 2005W |  |  | #N/A | #N/A | #N/A | #N/A | #N/A | #N/A | #N/A | #N/A | #N/A | #N/A | #N/A | #N/A | #N/A | #N/A | #N/A | #N/A | #N/A | #N/A | #N/A | #N/A | #N/A | #N/A | #N/A | #N/A | #N/A | #N/A | #N/A | #N/A | #N/A | #N/A | #N/A | #N/A | #N/A | #N/A | #N/A | #N/A | #N/A | #N/A | #N/A | #N/A | #N/A | #N/A | #N/A | #N/A | #N/A | #N/A | #N/A | #N/A | #N/A | #N/A | #N/A | #N/A | #N/A | #N/A | #N/A | #N/A | #N/A | #N/A | #N/A | #N/A | #N/A | #N/A | #N/A | #N/A | #N/A | #N/A
Temp_cond_med_in_i | °C | > 2005 | W | 0% | > 2005W |  |  | #N/A | #N/A | #N/A | #N/A | #N/A | #N/A | #N/A | #N/A | #N/A | #N/A | #N/A | #N/A | #N/A | #N/A | #N/A | #N/A | #N/A | #N/A | #N/A | #N/A | #N/A | #N/A | #N/A | #N/A | #N/A | #N/A | #N/A | #N/A | #N/A | #N/A | #N/A | #N/A | #N/A | #N/A | #N/A | #N/A | #N/A | #N/A | #N/A | #N/A | #N/A | #N/A | #N/A | #N/A | #N/A | #N/A | #N/A | #N/A | #N/A | #N/A | #N/A | #N/A | #N/A | #N/A | #N/A | #N/A | #N/A | #N/A | #N/A | #N/A | #N/A | #N/A | #N/A | #N/A | #N/A | #N/A
C_cond_med_i | kW/K | [6 empty] | #N/A | #N/A | #N/A | #N/A | #N/A | #N/A | #N/A | #N/A | #N/A | #N/A | #N/A | #N/A | #N/A | #N/A | #N/A | #N/A | #N/A | #N/A | #N/A | #N/A | #N/A | #N/A | #N/A | #N/A | #N/A | #N/A | #N/A | #N/A | #N/A | #N/A | #N/A | #N/A | #N/A | #N/A | #N/A | #N/A | #N/A | #N/A | #N/A | #N/A | #N/A | #N/A | #N/A | #N/A | #N/A | #N/A | #N/A | #N/A | #N/A | #N/A | #N/A | #N/A | #N/A | #N/A | #N/A | #N/A | #N/A | #N/A | #N/A | #N/A | #N/A | #N/A | #N/A | #N/A | #N/A | #N/A
f_cond_aux_ctrl | - |  |  |  |  | O24 | #N/A
f_cond_aux_el | - | [5 empty] | #N/A
e_cond_aux_n | kW | [5 empty] | #N/A
e_cond_aux_i | kW | [6 empty] | #N/A | #N/A | #N/A | #N/A | #N/A | #N/A | #N/A | #N/A | #N/A | #N/A | #N/A | #N/A | #N/A | #N/A | #N/A | #N/A | #N/A | #N/A | #N/A | #N/A | #N/A | #N/A | #N/A | #N/A | #N/A | #N/A | #N/A | #N/A | #N/A | #N/A | #N/A | #N/A | #N/A | #N/A | #N/A | #N/A | #N/A | #N/A | #N/A | #N/A | #N/A | #N/A | #N/A | #N/A | #N/A | #N/A | #N/A | #N/A | #N/A | #N/A | #N/A | #N/A | #N/A | #N/A | #N/A | #N/A | #N/A | #N/A | #N/A | #N/A | #N/A | #N/A | #N/A | #N/A | #N/A | #N/A
E_cond_aux_i | kWh | [6 empty] | #N/A | #N/A | #N/A | #N/A | #N/A | #N/A | #N/A | #N/A | #N/A | #N/A | #N/A | #N/A | #N/A | #N/A | #N/A | #N/A | #N/A | #N/A | #N/A | #N/A | #N/A | #N/A | #N/A | #N/A | #N/A | #N/A | #N/A | #N/A | #N/A | #N/A | #N/A | #N/A | #N/A | #N/A | #N/A | #N/A | #N/A | #N/A | #N/A | #N/A | #N/A | #N/A | #N/A | #N/A | #N/A | #N/A | #N/A | #N/A | #N/A | #N/A | #N/A | #N/A | #N/A | #N/A | #N/A | #N/A | #N/A | #N/A | #N/A | #N/A | #N/A | #N/A | #N/A | #N/A | #N/A | #N/A
E_cond_aux | MWh/a | [5 empty] | #N/A
Free-cooling
Installed | - |  |  |  |  | O10 | #N/A
q_fc_n | kW | [5 empty] | #VALUE!
Temp_sink_n | °C | [5 empty] | 35
dT_sink_n | °C | [5 empty] | 6
C_sink_n | kW/K | [5 empty] | #VALUE!
Temp_med_out_n | °C | [5 empty] | 42
dT_med_n | °C | [5 empty] | 4
C_med | kW/K | [5 empty] | #VALUE!
LMTD | °C | [5 empty] | 5.944
UA | kW/K | [5 empty] | #VALUE!
Temp_fc_sink_in_i | °C | [6 empty] | -25 | -24 | -23 | -22 | -21 | -20 | -19 | -18 | -17 | -16 | -15 | -14 | -13 | -12 | -11 | -10 | -9 | -8 | -7 | -6 | -5 | -4 | -3 | -2 | -1 | 0 | 1 | 2 | 3 | 4 | 5 | 6 | 7 | 8 | 9 | 10 | 11 | 12 | 13 | 14 | 15 | 16 | 17 | 18 | 19 | 20 | 21 | 22 | 23 | 24 | 25 | 26 | 27 | 28 | 29 | 30 | 31 | 32 | 33 | 34 | 35 | 36 | 37 | 38 | 39 | 40
Temp_fc_med_out_i | °C | [6 empty] | #VALUE! | #VALUE! | #VALUE! | #VALUE! | #VALUE! | #VALUE! | #VALUE! | #VALUE! | #VALUE! | #VALUE! | #VALUE! | #VALUE! | #VALUE! | #VALUE! | #VALUE! | #VALUE! | #VALUE! | #VALUE! | #VALUE! | #VALUE! | #VALUE! | #VALUE! | #VALUE! | #VALUE! | #VALUE! | #VALUE! | #VALUE! | #VALUE! | #VALUE! | #VALUE! | #VALUE! | #VALUE! | #VALUE! | #VALUE! | #VALUE! | #VALUE! | #VALUE! | #VALUE! | #VALUE! | #VALUE! | #VALUE! | #VALUE! | #VALUE! | #VALUE! | #VALUE! | #VALUE! | #VALUE! | #VALUE! | #VALUE! | #VALUE! | #VALUE! | #VALUE! | #VALUE! | #VALUE! | #VALUE! | #VALUE! | #VALUE! | #VALUE! | #VALUE! | #VALUE! | #VALUE! | #VALUE! | #VALUE! | #VALUE! | #VALUE! | #VALUE!
Temp_fc_med_in_i | °C | [6 empty] | #VALUE! | #VALUE! | #VALUE! | #VALUE! | #VALUE! | #VALUE! | #VALUE! | #VALUE! | #VALUE! | #VALUE! | #VALUE! | #VALUE! | #VALUE! | #VALUE! | #VALUE! | #VALUE! | #VALUE! | #VALUE! | #VALUE! | #VALUE! | #VALUE! | #VALUE! | #VALUE! | #VALUE! | #VALUE! | #VALUE! | #VALUE! | #VALUE! | #VALUE! | #VALUE! | #VALUE! | #VALUE! | #VALUE! | #VALUE! | #VALUE! | #VALUE! | #VALUE! | #VALUE! | #VALUE! | #VALUE! | #VALUE! | #VALUE! | #VALUE! | #VALUE! | #VALUE! | #VALUE! | #VALUE! | #VALUE! | #VALUE! | #VALUE! | #VALUE! | #VALUE! | #VALUE! | #VALUE! | #VALUE! | #VALUE! | #VALUE! | #VALUE! | #VALUE! | #VALUE! | #VALUE! | #VALUE! | #VALUE! | #VALUE! | #VALUE! | #VALUE!
Temp_sink_out_i | °C | [6 empty] | #VALUE! | #VALUE! | #VALUE! | #VALUE! | #VALUE! | #VALUE! | #VALUE! | #VALUE! | #VALUE! | #VALUE! | #VALUE! | #VALUE! | #VALUE! | #VALUE! | #VALUE! | #VALUE! | #VALUE! | #VALUE! | #VALUE! | #VALUE! | #VALUE! | #VALUE! | #VALUE! | #VALUE! | #VALUE! | #VALUE! | #VALUE! | #VALUE! | #VALUE! | #VALUE! | #VALUE! | #VALUE! | #VALUE! | #VALUE! | #VALUE! | #VALUE! | #VALUE! | #VALUE! | #VALUE! | #VALUE! | #VALUE! | #VALUE! | #VALUE! | #VALUE! | #VALUE! | #VALUE! | #VALUE! | #VALUE! | #VALUE! | #VALUE! | #VALUE! | #VALUE! | #VALUE! | #VALUE! | #VALUE! | #VALUE! | #VALUE! | #VALUE! | #VALUE! | #VALUE! | #VALUE! | #VALUE! | #VALUE! | #VALUE! | #VALUE! | #VALUE!
q_fc_demand_i | kW | [6 empty] | 0 | 0 | 0 | 0 | 0 | 0 | 0 | 0 | 0 | 0 | 0 | 0 | 0 | 0 | 0 | 0 | 0 | 0 | 0 | 0 | 0 | 0 | 0 | 0 | 0 | 0 | 0 | 0 | 0 | 0 | 0 | 0 | 0 | 0 | 0 | 0 | 0 | 0 | 0 | 0 | 0 | 0 | 0 | 0 | 0 | 0 | 0 | 0 | 0 | 0 | 0 | 0 | 0 | 0 | 0 | 0 | 0 | 0 | 0 | 0 | 0 | 0 | 0 | 0 | 0 | 0
q_fc_parallel_i | kW | [6 empty] | #N/A | #N/A | #N/A | #N/A | #N/A | #N/A | #N/A | #N/A | #N/A | #N/A | #N/A | #N/A | #N/A | #N/A | #N/A | #N/A | #N/A | #N/A | #N/A | #N/A | #N/A | #N/A | #N/A | #N/A | #N/A | #N/A | #N/A | #N/A | #N/A | #N/A | #N/A | #N/A | #N/A | #N/A | #N/A | #N/A | 0 | 0 | 0 | 0 | 0 | 0 | 0 | 0 | 0 | 0 | 0 | 0 | 0 | 0 | 0 | 0 | 0 | 0 | 0 | 0 | 0 | 0 | 0 | 0 | 0 | 0 | 0 | 0 | 0 | 0
q_fc_serie_i | kW | [6 empty] | 0 | 0 | 0 | 0 | 0 | 0 | 0 | 0 | 0 | 0 | 0 | 0 | 0 | 0 | 0 | 0 | 0 | 0 | 0 | 0 | 0 | 0 | 0 | 0 | 0 | 0 | 0 | 0 | 0 | 0 | 0 | 0 | 0 | 0 | 0 | 0 | #N/A | #N/A | #N/A | #N/A | #N/A | #N/A | #N/A | #N/A | #N/A | #N/A | #N/A | #N/A | #N/A | #N/A | #N/A | #N/A | #N/A | #N/A | #N/A | #N/A | #N/A | #N/A | #N/A | #N/A | #N/A | #N/A | #N/A | #N/A | #N/A | #N/A
Q_fc_i | kWh | [6 empty] | #N/A | #N/A | #N/A | #N/A | #N/A | #N/A | #N/A | #N/A | #N/A | #N/A | #N/A | #N/A | #N/A | #N/A | #N/A | #N/A | #N/A | #N/A | #N/A | #N/A | #N/A | #N/A | #N/A | #N/A | #N/A | #N/A | #N/A | #N/A | #N/A | #N/A | #N/A | #N/A | #N/A | #N/A | #N/A | #N/A | #N/A | #N/A | #N/A | #N/A | #N/A | #N/A | #N/A | #N/A | #N/A | #N/A | #N/A | #N/A | #N/A | #N/A | #N/A | #N/A | #N/A | #N/A | #N/A | #N/A | #N/A | #N/A | #N/A | #N/A | #N/A | #N/A | #N/A | #N/A | #N/A | #N/A
tau_fc_i | - | [6 empty] | 0% | 0% | 0% | 0% | 0% | 0% | 0% | 0% | 0% | 0% | 0% | 0% | 0% | 0% | 0% | 0% | 0% | 0% | 0% | 0% | 0% | 0% | 0% | 0% | 0% | 0% | 0% | 0% | 0% | 0% | 0% | 0% | 0% | 0% | 0% | 0% | 0% | 0% | 0% | 0% | 0% | 0% | 0% | 0% | 0% | 0% | 0% | 0% | 0% | 0% | 0% | 0% | 0% | 0% | 0% | 0% | 0% | 0% | 0% | 0% | 0% | 0% | 0% | 0% | 0% | 0%
f_fc_aux_ctrl | - | [5 empty] | VAR
f_fc_aux_el | - | [5 empty] | #N/A
e_fc_aux_n | kW | [5 empty] | #N/A
e_fc_aux_i | kW | [6 empty] | #N/A | #N/A | #N/A | #N/A | #N/A | #N/A | #N/A | #N/A | #N/A | #N/A | #N/A | #N/A | #N/A | #N/A | #N/A | #N/A | #N/A | #N/A | #N/A | #N/A | #N/A | #N/A | #N/A | #N/A | #N/A | #N/A | #N/A | #N/A | #N/A | #N/A | #N/A | #N/A | #N/A | #N/A | #N/A | #N/A | #N/A | #N/A | #N/A | #N/A | #N/A | #N/A | #N/A | #N/A | #N/A | #N/A | #N/A | #N/A | #N/A | #N/A | #N/A | #N/A | #N/A | #N/A | #N/A | #N/A | #N/A | #N/A | #N/A | #N/A | #N/A | #N/A | #N/A | #N/A | #N/A | #N/A
E_fc_aux_i | kWh | [6 empty] | #N/A | #N/A | #N/A | #N/A | #N/A | #N/A | #N/A | #N/A | #N/A | #N/A | #N/A | #N/A | #N/A | #N/A | #N/A | #N/A | #N/A | #N/A | #N/A | #N/A | #N/A | #N/A | #N/A | #N/A | #N/A | #N/A | #N/A | #N/A | #N/A | #N/A | #N/A | #N/A | #N/A | #N/A | #N/A | #N/A | #N/A | #N/A | #N/A | #N/A | #N/A | #N/A | #N/A | #N/A | #N/A | #N/A | #N/A | #N/A | #N/A | #N/A | #N/A | #N/A | #N/A | #N/A | #N/A | #N/A | #N/A | #N/A | #N/A | #N/A | #N/A | #N/A | #N/A | #N/A | #N/A | #N/A
E_fc_aux | MWh/a | [5 empty] | #N/A
Performance
EER_i | - | [6 empty] | #N/A | #N/A | #N/A | #N/A | #N/A | #N/A | #N/A | #N/A | #N/A | #N/A | #N/A | #N/A | #N/A | #N/A | #N/A | #N/A | #N/A | #N/A | #N/A | #N/A | #N/A | #N/A | #N/A | #N/A | #N/A | #N/A | #N/A | #N/A | #N/A | #N/A | #N/A | #N/A | #N/A | #N/A | #N/A | #N/A | #N/A | #N/A | #N/A | #N/A | #N/A | #N/A | #N/A | #N/A | #N/A | #N/A | #N/A | #N/A | #N/A | #N/A | #N/A | #N/A | #N/A | #N/A | #N/A | #N/A | #N/A | #N/A | #N/A | #N/A | #N/A | #N/A | #N/A | #N/A | #N/A | #N/A
Q_comp_i | kWh | [6 empty] | #N/A | #N/A | #N/A | #N/A | #N/A | #N/A | #N/A | #N/A | #N/A | #N/A | #N/A | #N/A | #N/A | #N/A | #N/A | #N/A | #N/A | #N/A | #N/A | #N/A | #N/A | #N/A | #N/A | #N/A | #N/A | #N/A | #N/A | #N/A | #N/A | #N/A | #N/A | #N/A | #N/A | #N/A | #N/A | #N/A | #N/A | #N/A | #N/A | #N/A | #N/A | #N/A | #N/A | #N/A | #N/A | #N/A | #N/A | #N/A | #N/A | #N/A | #N/A | #N/A | #N/A | #N/A | #N/A | #N/A | #N/A | #N/A | #N/A | #N/A | #N/A | #N/A | #N/A | #N/A | #N/A | #N/A
E_comp_i | kWh | [6 empty] | #N/A | #N/A | #N/A | #N/A | #N/A | #N/A | #N/A | #N/A | #N/A | #N/A | #N/A | #N/A | #N/A | #N/A | #N/A | #N/A | #N/A | #N/A | #N/A | #N/A | #N/A | #N/A | #N/A | #N/A | #N/A | #N/A | #N/A | #N/A | #N/A | #N/A | #N/A | #N/A | #N/A | #N/A | #N/A | #N/A | #N/A | #N/A | #N/A | #N/A | #N/A | #N/A | #N/A | #N/A | #N/A | #N/A | #N/A | #N/A | #N/A | #N/A | #N/A | #N/A | #N/A | #N/A | #N/A | #N/A | #N/A | #N/A | #N/A | #N/A | #N/A | #N/A | #N/A | #N/A | #N/A | #N/A
E_comp | MWh/a | [5 empty] | #N/A
[7 empty] | TOT | KM | FC
Q | MWh/a | [5 empty] | #N/A | #N/A | #N/A
E | MWh/a | [5 empty] | 0 | #N/A | #N/A
JAZ | - | [5 empty] | 0 | - | -
t_on_full | h/a | [5 empty] | #N/A

## CAL-2 (hidden)
SHEET | B-2 |  |  |  |  | INDEX | Single Values
Technology
Year | - |  |  |  |  | O9 | 0
Condenser | - |  |  |  |  | O21 | -
Evaporator | - |  |  |  |  | O15 | -
Nominal conditions
T_hot | °C | [5 empty] | 35
T_cold | °C |  |  |  |  | O36 | 0
T_evap | °C | [5 empty] | #VALUE!
T_cond | °C | [5 empty] | #VALUE!
Q_evap | kW |  |  |  |  | O8 | 0
Q_cond | kW | [5 empty] | #VALUE!
EER | - | [5 empty] | #VALUE!
Station
Station_air | - |  |  |  |  | #N/A | -
Station_water | - |  |  |  |  | #N/A | -
BINs | [7 empty] | #N/A | #N/A | #N/A | #N/A | #N/A | #N/A | #N/A | #N/A | #N/A | #N/A | #N/A | #N/A | #N/A | #N/A | #N/A | #N/A | #N/A | #N/A | #N/A | #N/A | #N/A | #N/A | #N/A | #N/A | #N/A | #N/A | #N/A | #N/A | #N/A | #N/A | #N/A | #N/A | #N/A | #N/A | #N/A | #N/A | #N/A | #N/A | #N/A | #N/A | #N/A | #N/A | #N/A | #N/A | #N/A | #N/A | #N/A | #N/A | #N/A | #N/A | #N/A | #N/A | #N/A | #N/A | #N/A | #N/A | #N/A | #N/A | #N/A | #N/A | #N/A | #N/A | #N/A | #N/A | #N/A | #N/A
Temp_air_i | °C | [6 empty] | -25 | -24 | -23 | -22 | -21 | -20 | -19 | -18 | -17 | -16 | -15 | -14 | -13 | -12 | -11 | -10 | -9 | -8 | -7 | -6 | -5 | -4 | -3 | -2 | -1 | 0 | 1 | 2 | 3 | 4 | 5 | 6 | 7 | 8 | 9 | 10 | 11 | 12 | 13 | 14 | 15 | 16 | 17 | 18 | 19 | 20 | 21 | 22 | 23 | 24 | 25 | 26 | 27 | 28 | 29 | 30 | 31 | 32 | 33 | 34 | 35 | 36 | 37 | 38 | 39 | 40
Temp_water_i | °C | [6 empty] | #N/A | #N/A | #N/A | #N/A | #N/A | #N/A | #N/A | #N/A | #N/A | #N/A | #N/A | #N/A | #N/A | #N/A | #N/A | #N/A | #N/A | #N/A | #N/A | #N/A | #N/A | #N/A | #N/A | #N/A | #N/A | #N/A | #N/A | #N/A | #N/A | #N/A | #N/A | #N/A | #N/A | #N/A | #N/A | #N/A | #N/A | #N/A | #N/A | #N/A | #N/A | #N/A | #N/A | #N/A | #N/A | #N/A | #N/A | #N/A | #N/A | #N/A | #N/A | #N/A | #N/A | #N/A | #N/A | #N/A | #N/A | #N/A | #N/A | #N/A | #N/A | #N/A | #N/A | #N/A | #N/A | #N/A
Temp_src_i | °C | [6 empty] | #N/A | #N/A | #N/A | #N/A | #N/A | #N/A | #N/A | #N/A | #N/A | #N/A | #N/A | #N/A | #N/A | #N/A | #N/A | #N/A | #N/A | #N/A | #N/A | #N/A | #N/A | #N/A | #N/A | #N/A | #N/A | #N/A | #N/A | #N/A | #N/A | #N/A | #N/A | #N/A | #N/A | #N/A | #N/A | #N/A | #N/A | #N/A | #N/A | #N/A | #N/A | #N/A | #N/A | #N/A | #N/A | #N/A | #N/A | #N/A | #N/A | #N/A | #N/A | #N/A | #N/A | #N/A | #N/A | #N/A | #N/A | #N/A | #N/A | #N/A | #N/A | #N/A | #N/A | #N/A | #N/A | #N/A
Demand
q_srv_n | kW |  |  |  |  | O38 | 0
Q_srv | MWh/a | [5 empty] | - | not implemented
t_day | h/d |  |  |  |  | O37 | 0 | 0%
temp_sink_ctrl | - | [5 empty] | - | not implemented
temp_sink_i | °C | [6 empty] | 0 | 0 | 0 | 0 | 0 | 0 | 0 | 0 | 0 | 0 | 0 | 0 | 0 | 0 | 0 | 0 | 0 | 0 | 0 | 0 | 0 | 0 | 0 | 0 | 0 | 0 | 0 | 0 | 0 | 0 | 0 | 0 | 0 | 0 | 0 | 0 | 0 | 0 | 0 | 0 | 0 | 0 | 0 | 0 | 0 | 0 | 0 | 0 | 0 | 0 | 0 | 0 | 0 | 0 | 0 | 0 | 0 | 0 | 0 | 0 | 0 | 0 | 0 | 0 | 0 | 0
Base demand
q_srv_n_base | kW |  |  |  |  | O39 | 0
q_srv_base_i | kW | [6 empty] | 0 | 0 | 0 | 0 | 0 | 0 | 0 | 0 | 0 | 0 | 0 | 0 | 0 | 0 | 0 | 0 | 0 | 0 | 0 | 0 | 0 | 0 | 0 | 0 | 0 | 0 | 0 | 0 | 0 | 0 | 0 | 0 | 0 | 0 | 0 | 0 | 0 | 0 | 0 | 0 | 0 | 0 | 0 | 0 | 0 | 0 | 0 | 0 | 0 | 0 | 0 | 0 | 0 | 0 | 0 | 0 | 0 | 0 | 0 | 0 | 0 | 0 | 0 | 0 | 0 | 0
t_on_srv_base_i | h/d | [6 empty] | 0% | 0% | 0% | 0% | 0% | 0% | 0% | 0% | 0% | 0% | 0% | 0% | 0% | 0% | 0% | 0% | 0% | 0% | 0% | 0% | 0% | 0% | 0% | 0% | 0% | 0% | 0% | 0% | 0% | 0% | 0% | 0% | 0% | 0% | 0% | 0% | 0% | 0% | 0% | 0% | 0% | 0% | 0% | 0% | 0% | 0% | 0% | 0% | 0% | 0% | 0% | 0% | 0% | 0% | 0% | 0% | 0% | 0% | 0% | 0% | 0% | 0% | 0% | 0% | 0% | 0%
Q_srv_base_i | kWh | [6 empty] | #N/A | #N/A | #N/A | #N/A | #N/A | #N/A | #N/A | #N/A | #N/A | #N/A | #N/A | #N/A | #N/A | #N/A | #N/A | #N/A | #N/A | #N/A | #N/A | #N/A | #N/A | #N/A | #N/A | #N/A | #N/A | #N/A | #N/A | #N/A | #N/A | #N/A | #N/A | #N/A | #N/A | #N/A | #N/A | #N/A | #N/A | #N/A | #N/A | #N/A | #N/A | #N/A | #N/A | #N/A | #N/A | #N/A | #N/A | #N/A | #N/A | #N/A | #N/A | #N/A | #N/A | #N/A | #N/A | #N/A | #N/A | #N/A | #N/A | #N/A | #N/A | #N/A | #N/A | #N/A | #N/A | #N/A
Q_srv_base | MWh/a | [5 empty] | #N/A
Variable demand
temp_start | °C |  |  |  |  | O40 | 5
dT_gains | °C | [5 empty] | 0
q_srv_var | kW | [5 empty] | 0
tau_srv_var_i | - | [6 empty] | 0% | 0% | 0% | 0% | 0% | 0% | 0% | 0% | 0% | 0% | 0% | 0% | 0% | 0% | 0% | 0% | 0% | 0% | 0% | 0% | 0% | 0% | 0% | 0% | 0% | 0% | 0% | 0% | 0% | 0% | 0% | 3.333% | 6.667% | 10% | 13.33% | 16.67% | 20% | 23.33% | 26.67% | 30% | 33.33% | 36.67% | 40% | 43.33% | 46.67% | 50% | 53.33% | 56.67% | 60% | 63.33% | 66.67% | 70% | 73.33% | 76.67% | 80% | 83.33% | 86.67% | 90% | 93.33% | 96.67% | 100% | 103.3% | 106.7% | 110% | 113.3% | 116.7%
q_srv_var_i | kW | [6 empty] | 0 | 0 | 0 | 0 | 0 | 0 | 0 | 0 | 0 | 0 | 0 | 0 | 0 | 0 | 0 | 0 | 0 | 0 | 0 | 0 | 0 | 0 | 0 | 0 | 0 | 0 | 0 | 0 | 0 | 0 | 0 | 0 | 0 | 0 | 0 | 0 | 0 | 0 | 0 | 0 | 0 | 0 | 0 | 0 | 0 | 0 | 0 | 0 | 0 | 0 | 0 | 0 | 0 | 0 | 0 | 0 | 0 | 0 | 0 | 0 | 0 | 0 | 0 | 0 | 0 | 0
t_on_srv_var_i | h/d | [6 empty] | 0% | 0% | 0% | 0% | 0% | 0% | 0% | 0% | 0% | 0% | 0% | 0% | 0% | 0% | 0% | 0% | 0% | 0% | 0% | 0% | 0% | 0% | 0% | 0% | 0% | 0% | 0% | 0% | 0% | 0% | 0% | 0% | 0% | 0% | 0% | 0% | 0% | 0% | 0% | 0% | 0% | 0% | 0% | 0% | 0% | 0% | 0% | 0% | 0% | 0% | 0% | 0% | 0% | 0% | 0% | 0% | 0% | 0% | 0% | 0% | 0% | 0% | 0% | 0% | 0% | 0%
Q_srv_var_i | kWh | [6 empty] | #N/A | #N/A | #N/A | #N/A | #N/A | #N/A | #N/A | #N/A | #N/A | #N/A | #N/A | #N/A | #N/A | #N/A | #N/A | #N/A | #N/A | #N/A | #N/A | #N/A | #N/A | #N/A | #N/A | #N/A | #N/A | #N/A | #N/A | #N/A | #N/A | #N/A | #N/A | #N/A | #N/A | #N/A | #N/A | #N/A | #N/A | #N/A | #N/A | #N/A | #N/A | #N/A | #N/A | #N/A | #N/A | #N/A | #N/A | #N/A | #N/A | #N/A | #N/A | #N/A | #N/A | #N/A | #N/A | #N/A | #N/A | #N/A | #N/A | #N/A | #N/A | #N/A | #N/A | #N/A | #N/A | #N/A
Q_srv_var | MWh/a | [5 empty] | #N/A
Combined demand
q_srv_i | kW | [6 empty] | 0 | 0 | 0 | 0 | 0 | 0 | 0 | 0 | 0 | 0 | 0 | 0 | 0 | 0 | 0 | 0 | 0 | 0 | 0 | 0 | 0 | 0 | 0 | 0 | 0 | 0 | 0 | 0 | 0 | 0 | 0 | 0 | 0 | 0 | 0 | 0 | 0 | 0 | 0 | 0 | 0 | 0 | 0 | 0 | 0 | 0 | 0 | 0 | 0 | 0 | 0 | 0 | 0 | 0 | 0 | 0 | 0 | 0 | 0 | 0 | 0 | 0 | 0 | 0 | 0 | 0
t_on_srv_i | h/d | [6 empty] | 0% | 0% | 0% | 0% | 0% | 0% | 0% | 0% | 0% | 0% | 0% | 0% | 0% | 0% | 0% | 0% | 0% | 0% | 0% | 0% | 0% | 0% | 0% | 0% | 0% | 0% | 0% | 0% | 0% | 0% | 0% | 0% | 0% | 0% | 0% | 0% | 0% | 0% | 0% | 0% | 0% | 0% | 0% | 0% | 0% | 0% | 0% | 0% | 0% | 0% | 0% | 0% | 0% | 0% | 0% | 0% | 0% | 0% | 0% | 0% | 0% | 0% | 0% | 0% | 0% | 0%
Q_srv_i | kWh | [6 empty] | #N/A | #N/A | #N/A | #N/A | #N/A | #N/A | #N/A | #N/A | #N/A | #N/A | #N/A | #N/A | #N/A | #N/A | #N/A | #N/A | #N/A | #N/A | #N/A | #N/A | #N/A | #N/A | #N/A | #N/A | #N/A | #N/A | #N/A | #N/A | #N/A | #N/A | #N/A | #N/A | #N/A | #N/A | #N/A | #N/A | #N/A | #N/A | #N/A | #N/A | #N/A | #N/A | #N/A | #N/A | #N/A | #N/A | #N/A | #N/A | #N/A | #N/A | #N/A | #N/A | #N/A | #N/A | #N/A | #N/A | #N/A | #N/A | #N/A | #N/A | #N/A | #N/A | #N/A | #N/A | #N/A | #N/A
bool_on_srv_i | - | [6 empty] | #N/A | #N/A | #N/A | #N/A | #N/A | #N/A | #N/A | #N/A | #N/A | #N/A | #N/A | #N/A | #N/A | #N/A | #N/A | #N/A | #N/A | #N/A | #N/A | #N/A | #N/A | #N/A | #N/A | #N/A | #N/A | #N/A | #N/A | #N/A | #N/A | #N/A | #N/A | #N/A | #N/A | #N/A | #N/A | #N/A | #N/A | #N/A | #N/A | #N/A | #N/A | #N/A | #N/A | #N/A | #N/A | #N/A | #N/A | #N/A | #N/A | #N/A | #N/A | #N/A | #N/A | #N/A | #N/A | #N/A | #N/A | #N/A | #N/A | #N/A | #N/A | #N/A | #N/A | #N/A | #N/A | #N/A
Defrosting evap. |  | 2 | f_defrost_aux_q | f_defrost_aux_el
f_defrost_aux_q | - | -50 | 0.5 | 0.25 |  |  | 0%
q_defrost_aux_n | kW | 0 | 0.5 | 0.125 |  |  | 0
q_defrost_aux_i | kWh | 8 | 0 | 0 |  |  |  | #N/A | #N/A | #N/A | #N/A | #N/A | #N/A | #N/A | #N/A | #N/A | #N/A | #N/A | #N/A | #N/A | #N/A | #N/A | #N/A | #N/A | #N/A | #N/A | #N/A | #N/A | #N/A | #N/A | #N/A | #N/A | #N/A | #N/A | #N/A | #N/A | #N/A | #N/A | #N/A | #N/A | #N/A | #N/A | #N/A | #N/A | #N/A | #N/A | #N/A | #N/A | #N/A | #N/A | #N/A | #N/A | #N/A | #N/A | #N/A | #N/A | #N/A | #N/A | #N/A | #N/A | #N/A | #N/A | #N/A | #N/A | #N/A | #N/A | #N/A | #N/A | #N/A | #N/A | #N/A | #N/A | #N/A
Q_defrost_aux_i | kWh | [6 empty] | #N/A | #N/A | #N/A | #N/A | #N/A | #N/A | #N/A | #N/A | #N/A | #N/A | #N/A | #N/A | #N/A | #N/A | #N/A | #N/A | #N/A | #N/A | #N/A | #N/A | #N/A | #N/A | #N/A | #N/A | #N/A | #N/A | #N/A | #N/A | #N/A | #N/A | #N/A | #N/A | #N/A | #N/A | #N/A | #N/A | #N/A | #N/A | #N/A | #N/A | #N/A | #N/A | #N/A | #N/A | #N/A | #N/A | #N/A | #N/A | #N/A | #N/A | #N/A | #N/A | #N/A | #N/A | #N/A | #N/A | #N/A | #N/A | #N/A | #N/A | #N/A | #N/A | #N/A | #N/A | #N/A | #N/A
Q_defrost_aux | MWh/a | [5 empty] | #N/A
f_defrost_aux_el | - | [5 empty] | 0%
e_defrost_aux_n | kW | [5 empty] | 0
e_defrost_aux_i | kW | [6 empty] | #N/A | #N/A | #N/A | #N/A | #N/A | #N/A | #N/A | #N/A | #N/A | #N/A | #N/A | #N/A | #N/A | #N/A | #N/A | #N/A | #N/A | #N/A | #N/A | #N/A | #N/A | #N/A | #N/A | #N/A | #N/A | #N/A | #N/A | #N/A | #N/A | #N/A | #N/A | #N/A | #N/A | #N/A | #N/A | #N/A | #N/A | #N/A | #N/A | #N/A | #N/A | #N/A | #N/A | #N/A | #N/A | #N/A | #N/A | #N/A | #N/A | #N/A | #N/A | #N/A | #N/A | #N/A | #N/A | #N/A | #N/A | #N/A | #N/A | #N/A | #N/A | #N/A | #N/A | #N/A | #N/A | #N/A
E_defrost_aux_i | kWh | [6 empty] | #N/A | #N/A | #N/A | #N/A | #N/A | #N/A | #N/A | #N/A | #N/A | #N/A | #N/A | #N/A | #N/A | #N/A | #N/A | #N/A | #N/A | #N/A | #N/A | #N/A | #N/A | #N/A | #N/A | #N/A | #N/A | #N/A | #N/A | #N/A | #N/A | #N/A | #N/A | #N/A | #N/A | #N/A | #N/A | #N/A | #N/A | #N/A | #N/A | #N/A | #N/A | #N/A | #N/A | #N/A | #N/A | #N/A | #N/A | #N/A | #N/A | #N/A | #N/A | #N/A | #N/A | #N/A | #N/A | #N/A | #N/A | #N/A | #N/A | #N/A | #N/A | #N/A | #N/A | #N/A | #N/A | #N/A
E_defrost_aux | MWh/a | [5 empty] | #N/A
Requird cooling
q_i | kW | [6 empty] | #N/A | #N/A | #N/A | #N/A | #N/A | #N/A | #N/A | #N/A | #N/A | #N/A | #N/A | #N/A | #N/A | #N/A | #N/A | #N/A | #N/A | #N/A | #N/A | #N/A | #N/A | #N/A | #N/A | #N/A | #N/A | #N/A | #N/A | #N/A | #N/A | #N/A | #N/A | #N/A | #N/A | #N/A | #N/A | #N/A | #N/A | #N/A | #N/A | #N/A | #N/A | #N/A | #N/A | #N/A | #N/A | #N/A | #N/A | #N/A | #N/A | #N/A | #N/A | #N/A | #N/A | #N/A | #N/A | #N/A | #N/A | #N/A | #N/A | #N/A | #N/A | #N/A | #N/A | #N/A | #N/A | #N/A
Q_i | kWh | [6 empty] | #N/A | #N/A | #N/A | #N/A | #N/A | #N/A | #N/A | #N/A | #N/A | #N/A | #N/A | #N/A | #N/A | #N/A | #N/A | #N/A | #N/A | #N/A | #N/A | #N/A | #N/A | #N/A | #N/A | #N/A | #N/A | #N/A | #N/A | #N/A | #N/A | #N/A | #N/A | #N/A | #N/A | #N/A | #N/A | #N/A | #N/A | #N/A | #N/A | #N/A | #N/A | #N/A | #N/A | #N/A | #N/A | #N/A | #N/A | #N/A | #N/A | #N/A | #N/A | #N/A | #N/A | #N/A | #N/A | #N/A | #N/A | #N/A | #N/A | #N/A | #N/A | #N/A | #N/A | #N/A | #N/A | #N/A
Q | MWh/a | [5 empty] | #N/A
tau_q | - | [6 empty] | #N/A | #N/A | #N/A | #N/A | #N/A | #N/A | #N/A | #N/A | #N/A | #N/A | #N/A | #N/A | #N/A | #N/A | #N/A | #N/A | #N/A | #N/A | #N/A | #N/A | #N/A | #N/A | #N/A | #N/A | #N/A | #N/A | #N/A | #N/A | #N/A | #N/A | #N/A | #N/A | #N/A | #N/A | #N/A | #N/A | #N/A | #N/A | #N/A | #N/A | #N/A | #N/A | #N/A | #N/A | #N/A | #N/A | #N/A | #N/A | #N/A | #N/A | #N/A | #N/A | #N/A | #N/A | #N/A | #N/A | #N/A | #N/A | #N/A | #N/A | #N/A | #N/A | #N/A | #N/A | #N/A | #N/A
Compressor
comp_eff | - |  |  |  |  | O13 | #N/A
-
-
Expansion
exp_type | [5 empty] | O12 | #N/A
-
-
Evaporator |  | #N/A |  | f_aux_el
dTemp_evap_min | °C | < 1995 | A | 5% | < 1995A | O17 |  | Luftkühler Temperaturdifferenz dt = t Luft (Eintritt Verdampfer) – to (Verdampfungstemperatur) | [11 empty] | Flüssigkeitskühler Temperaturdifferenz dt = t Kälteträger (Austritt Verdampfer) – to (Verdampfungstemperatur)
dTemp_evap_med | °C | 1995 - 2005 | A | 3.5% | 1995 - 2005A |  | 4
kA_cond | kW/K | > 2005 | A | 2% | > 2005A
Temp_evap_i | °C | < 1995 | W | 0% | < 1995W |  |  | #VALUE! | #VALUE! | #VALUE! | #VALUE! | #VALUE! | #VALUE! | #VALUE! | #VALUE! | #VALUE! | #VALUE! | #VALUE! | #VALUE! | #VALUE! | #VALUE! | #VALUE! | #VALUE! | #VALUE! | #VALUE! | #VALUE! | #VALUE! | #VALUE! | #VALUE! | #VALUE! | #VALUE! | #VALUE! | #VALUE! | #VALUE! | #VALUE! | #VALUE! | #VALUE! | #VALUE! | #VALUE! | #VALUE! | #VALUE! | #VALUE! | #VALUE! | #VALUE! | #VALUE! | #VALUE! | #VALUE! | #VALUE! | #VALUE! | #VALUE! | #VALUE! | #VALUE! | #VALUE! | #VALUE! | #VALUE! | #VALUE! | #VALUE! | #VALUE! | #VALUE! | #VALUE! | #VALUE! | #VALUE! | #VALUE! | #VALUE! | #VALUE! | #VALUE! | #VALUE! | #VALUE! | #VALUE! | #VALUE! | #VALUE! | #VALUE! | #VALUE!
Temp_evap_med_out_i | °C | 1995 - 2005 | W | 0% | 1995 - 2005W |  |  | #VALUE! | #VALUE! | #VALUE! | #VALUE! | #VALUE! | #VALUE! | #VALUE! | #VALUE! | #VALUE! | #VALUE! | #VALUE! | #VALUE! | #VALUE! | #VALUE! | #VALUE! | #VALUE! | #VALUE! | #VALUE! | #VALUE! | #VALUE! | #VALUE! | #VALUE! | #VALUE! | #VALUE! | #VALUE! | #VALUE! | #VALUE! | #VALUE! | #VALUE! | #VALUE! | #VALUE! | #VALUE! | #VALUE! | #VALUE! | #VALUE! | #VALUE! | #VALUE! | #VALUE! | #VALUE! | #VALUE! | #VALUE! | #VALUE! | #VALUE! | #VALUE! | #VALUE! | #VALUE! | #VALUE! | #VALUE! | #VALUE! | #VALUE! | #VALUE! | #VALUE! | #VALUE! | #VALUE! | #VALUE! | #VALUE! | #VALUE! | #VALUE! | #VALUE! | #VALUE! | #VALUE! | #VALUE! | #VALUE! | #VALUE! | #VALUE! | #VALUE!
Temp_evap_med_in_i | °C | > 2005 | W | 0% | > 2005W |  |  | #VALUE! | #VALUE! | #VALUE! | #VALUE! | #VALUE! | #VALUE! | #VALUE! | #VALUE! | #VALUE! | #VALUE! | #VALUE! | #VALUE! | #VALUE! | #VALUE! | #VALUE! | #VALUE! | #VALUE! | #VALUE! | #VALUE! | #VALUE! | #VALUE! | #VALUE! | #VALUE! | #VALUE! | #VALUE! | #VALUE! | #VALUE! | #VALUE! | #VALUE! | #VALUE! | #VALUE! | #VALUE! | #VALUE! | #VALUE! | #VALUE! | #VALUE! | #VALUE! | #VALUE! | #VALUE! | #VALUE! | #VALUE! | #VALUE! | #VALUE! | #VALUE! | #VALUE! | #VALUE! | #VALUE! | #VALUE! | #VALUE! | #VALUE! | #VALUE! | #VALUE! | #VALUE! | #VALUE! | #VALUE! | #VALUE! | #VALUE! | #VALUE! | #VALUE! | #VALUE! | #VALUE! | #VALUE! | #VALUE! | #VALUE! | #VALUE! | #VALUE!
C_evap_med_i | kW/K | [6 empty] | #VALUE! | #VALUE! | #VALUE! | #VALUE! | #VALUE! | #VALUE! | #VALUE! | #VALUE! | #VALUE! | #VALUE! | #VALUE! | #VALUE! | #VALUE! | #VALUE! | #VALUE! | #VALUE! | #VALUE! | #VALUE! | #VALUE! | #VALUE! | #VALUE! | #VALUE! | #VALUE! | #VALUE! | #VALUE! | #VALUE! | #VALUE! | #VALUE! | #VALUE! | #VALUE! | #VALUE! | #VALUE! | #VALUE! | #VALUE! | #VALUE! | #VALUE! | #VALUE! | #VALUE! | #VALUE! | #VALUE! | #VALUE! | #VALUE! | #VALUE! | #VALUE! | #VALUE! | #VALUE! | #VALUE! | #VALUE! | #VALUE! | #VALUE! | #VALUE! | #VALUE! | #VALUE! | #VALUE! | #VALUE! | #VALUE! | #VALUE! | #VALUE! | #VALUE! | #VALUE! | #VALUE! | #VALUE! | #VALUE! | #VALUE! | #VALUE! | #VALUE!
f_evap_aux_ctrl | - |  |  |  |  | O18 | #N/A
f_evap_aux_el | - | [5 empty] | #N/A
e_evap_aux_n | kW | [5 empty] | #N/A
e_evap_aux_i | kW | [6 empty] | #N/A | #N/A | #N/A | #N/A | #N/A | #N/A | #N/A | #N/A | #N/A | #N/A | #N/A | #N/A | #N/A | #N/A | #N/A | #N/A | #N/A | #N/A | #N/A | #N/A | #N/A | #N/A | #N/A | #N/A | #N/A | #N/A | #N/A | #N/A | #N/A | #N/A | #N/A | #N/A | #N/A | #N/A | #N/A | #N/A | #N/A | #N/A | #N/A | #N/A | #N/A | #N/A | #N/A | #N/A | #N/A | #N/A | #N/A | #N/A | #N/A | #N/A | #N/A | #N/A | #N/A | #N/A | #N/A | #N/A | #N/A | #N/A | #N/A | #N/A | #N/A | #N/A | #N/A | #N/A | #N/A | #N/A
E_evap_aux_i | kWh | [6 empty] | #N/A | #N/A | #N/A | #N/A | #N/A | #N/A | #N/A | #N/A | #N/A | #N/A | #N/A | #N/A | #N/A | #N/A | #N/A | #N/A | #N/A | #N/A | #N/A | #N/A | #N/A | #N/A | #N/A | #N/A | #N/A | #N/A | #N/A | #N/A | #N/A | #N/A | #N/A | #N/A | #N/A | #N/A | #N/A | #N/A | #N/A | #N/A | #N/A | #N/A | #N/A | #N/A | #N/A | #N/A | #N/A | #N/A | #N/A | #N/A | #N/A | #N/A | #N/A | #N/A | #N/A | #N/A | #N/A | #N/A | #N/A | #N/A | #N/A | #N/A | #N/A | #N/A | #N/A | #N/A | #N/A | #N/A
E_evap_aux | MWh/a | [5 empty] | #N/A
Condenser
dTemp_cond_min | °C | #N/A |  | f_aux_el |  | O23
dTemp_cond_med | °C | < 1995 | A | 5% | < 1995A | 61 | 2
bool_ac | - | 1995 - 2005 | A | 3.5% | 1995 - 2005A | O27 | 1
dTemp_ac_min | °C | > 2005 | A | 2% | > 2005A | O28 |  | -25 | -24 | -23 | -22 | -21 | -20 | -19 | -18 | -17 | -16 | -15 | -14 | -13 | -12 | -11 | -10 | -9 | -8 | -7 | -6 | -5 | -4 | -3 | -2 | -1 | 0 | 1 | 2 | 3 | 4 | 5 | 6 | 7 | 8 | 9 | 10 | 11 | 12 | 13 | 14 | 15 | 16 | 17 | 18 | 19 | 20 | 21 | 22 | 23 | 24 | 25 | 26 | 27 | 28 | 29 | 30 | 31 | 32 | 33 | 34 | 35 | 36 | 37 | 38 | 39 | 40
Temp_cond_i | °C | < 1995 | W | 0% | < 1995W |  |  | #N/A | #N/A | #N/A | #N/A | #N/A | #N/A | #N/A | #N/A | #N/A | #N/A | #N/A | #N/A | #N/A | #N/A | #N/A | #N/A | #N/A | #N/A | #N/A | #N/A | #N/A | #N/A | #N/A | #N/A | #N/A | #N/A | #N/A | #N/A | #N/A | #N/A | #N/A | #N/A | #N/A | #N/A | #N/A | #N/A | #N/A | #N/A | #N/A | #N/A | #N/A | #N/A | #N/A | #N/A | #N/A | #N/A | #N/A | #N/A | #N/A | #N/A | #N/A | #N/A | #N/A | #N/A | #N/A | #N/A | #N/A | #N/A | #N/A | #N/A | #N/A | #N/A | #N/A | #N/A | #N/A | #N/A
Temp_cond_med_out_i | °C | 1995 - 2005 | W | 0% | 1995 - 2005W |  |  | #N/A | #N/A | #N/A | #N/A | #N/A | #N/A | #N/A | #N/A | #N/A | #N/A | #N/A | #N/A | #N/A | #N/A | #N/A | #N/A | #N/A | #N/A | #N/A | #N/A | #N/A | #N/A | #N/A | #N/A | #N/A | #N/A | #N/A | #N/A | #N/A | #N/A | #N/A | #N/A | #N/A | #N/A | #N/A | #N/A | #N/A | #N/A | #N/A | #N/A | #N/A | #N/A | #N/A | #N/A | #N/A | #N/A | #N/A | #N/A | #N/A | #N/A | #N/A | #N/A | #N/A | #N/A | #N/A | #N/A | #N/A | #N/A | #N/A | #N/A | #N/A | #N/A | #N/A | #N/A | #N/A | #N/A
Temp_cond_med_in_i | °C | > 2005 | W | 0% | > 2005W |  |  | #N/A | #N/A | #N/A | #N/A | #N/A | #N/A | #N/A | #N/A | #N/A | #N/A | #N/A | #N/A | #N/A | #N/A | #N/A | #N/A | #N/A | #N/A | #N/A | #N/A | #N/A | #N/A | #N/A | #N/A | #N/A | #N/A | #N/A | #N/A | #N/A | #N/A | #N/A | #N/A | #N/A | #N/A | #N/A | #N/A | #N/A | #N/A | #N/A | #N/A | #N/A | #N/A | #N/A | #N/A | #N/A | #N/A | #N/A | #N/A | #N/A | #N/A | #N/A | #N/A | #N/A | #N/A | #N/A | #N/A | #N/A | #N/A | #N/A | #N/A | #N/A | #N/A | #N/A | #N/A | #N/A | #N/A
C_cond_med_i | kW/K | [6 empty] | #N/A | #N/A | #N/A | #N/A | #N/A | #N/A | #N/A | #N/A | #N/A | #N/A | #N/A | #N/A | #N/A | #N/A | #N/A | #N/A | #N/A | #N/A | #N/A | #N/A | #N/A | #N/A | #N/A | #N/A | #N/A | #N/A | #N/A | #N/A | #N/A | #N/A | #N/A | #N/A | #N/A | #N/A | #N/A | #N/A | #N/A | #N/A | #N/A | #N/A | #N/A | #N/A | #N/A | #N/A | #N/A | #N/A | #N/A | #N/A | #N/A | #N/A | #N/A | #N/A | #N/A | #N/A | #N/A | #N/A | #N/A | #N/A | #N/A | #N/A | #N/A | #N/A | #N/A | #N/A | #N/A | #N/A
f_cond_aux_ctrl | - |  |  |  |  | O24 | #N/A
f_cond_aux_el | - | [5 empty] | #N/A
e_cond_aux_n | kW | [5 empty] | #N/A
e_cond_aux_i | kW | [6 empty] | #N/A | #N/A | #N/A | #N/A | #N/A | #N/A | #N/A | #N/A | #N/A | #N/A | #N/A | #N/A | #N/A | #N/A | #N/A | #N/A | #N/A | #N/A | #N/A | #N/A | #N/A | #N/A | #N/A | #N/A | #N/A | #N/A | #N/A | #N/A | #N/A | #N/A | #N/A | #N/A | #N/A | #N/A | #N/A | #N/A | #N/A | #N/A | #N/A | #N/A | #N/A | #N/A | #N/A | #N/A | #N/A | #N/A | #N/A | #N/A | #N/A | #N/A | #N/A | #N/A | #N/A | #N/A | #N/A | #N/A | #N/A | #N/A | #N/A | #N/A | #N/A | #N/A | #N/A | #N/A | #N/A | #N/A
E_cond_aux_i | kWh | [6 empty] | #N/A | #N/A | #N/A | #N/A | #N/A | #N/A | #N/A | #N/A | #N/A | #N/A | #N/A | #N/A | #N/A | #N/A | #N/A | #N/A | #N/A | #N/A | #N/A | #N/A | #N/A | #N/A | #N/A | #N/A | #N/A | #N/A | #N/A | #N/A | #N/A | #N/A | #N/A | #N/A | #N/A | #N/A | #N/A | #N/A | #N/A | #N/A | #N/A | #N/A | #N/A | #N/A | #N/A | #N/A | #N/A | #N/A | #N/A | #N/A | #N/A | #N/A | #N/A | #N/A | #N/A | #N/A | #N/A | #N/A | #N/A | #N/A | #N/A | #N/A | #N/A | #N/A | #N/A | #N/A | #N/A | #N/A
E_cond_aux | MWh/a | [5 empty] | #N/A
Free-cooling
Installed | - |  |  |  |  | O10 | #N/A
q_fc_n | kW | [5 empty] | #VALUE!
Temp_sink_n | °C | [5 empty] | 35
dT_sink_n | °C | [5 empty] | 6
C_sink_n | kW/K | [5 empty] | #VALUE!
Temp_med_out_n | °C | [5 empty] | 42
dT_med_n | °C | [5 empty] | 4
C_med | kW/K | [5 empty] | #VALUE!
LMTD | °C | [5 empty] | 5.944
UA | kW/K | [5 empty] | #VALUE!
Temp_fc_sink_in_i | °C | [6 empty] | -25 | -24 | -23 | -22 | -21 | -20 | -19 | -18 | -17 | -16 | -15 | -14 | -13 | -12 | -11 | -10 | -9 | -8 | -7 | -6 | -5 | -4 | -3 | -2 | -1 | 0 | 1 | 2 | 3 | 4 | 5 | 6 | 7 | 8 | 9 | 10 | 11 | 12 | 13 | 14 | 15 | 16 | 17 | 18 | 19 | 20 | 21 | 22 | 23 | 24 | 25 | 26 | 27 | 28 | 29 | 30 | 31 | 32 | 33 | 34 | 35 | 36 | 37 | 38 | 39 | 40
Temp_fc_med_out_i | °C | [6 empty] | #VALUE! | #VALUE! | #VALUE! | #VALUE! | #VALUE! | #VALUE! | #VALUE! | #VALUE! | #VALUE! | #VALUE! | #VALUE! | #VALUE! | #VALUE! | #VALUE! | #VALUE! | #VALUE! | #VALUE! | #VALUE! | #VALUE! | #VALUE! | #VALUE! | #VALUE! | #VALUE! | #VALUE! | #VALUE! | #VALUE! | #VALUE! | #VALUE! | #VALUE! | #VALUE! | #VALUE! | #VALUE! | #VALUE! | #VALUE! | #VALUE! | #VALUE! | #VALUE! | #VALUE! | #VALUE! | #VALUE! | #VALUE! | #VALUE! | #VALUE! | #VALUE! | #VALUE! | #VALUE! | #VALUE! | #VALUE! | #VALUE! | #VALUE! | #VALUE! | #VALUE! | #VALUE! | #VALUE! | #VALUE! | #VALUE! | #VALUE! | #VALUE! | #VALUE! | #VALUE! | #VALUE! | #VALUE! | #VALUE! | #VALUE! | #VALUE! | #VALUE!
Temp_fc_med_in_i | °C | [6 empty] | #VALUE! | #VALUE! | #VALUE! | #VALUE! | #VALUE! | #VALUE! | #VALUE! | #VALUE! | #VALUE! | #VALUE! | #VALUE! | #VALUE! | #VALUE! | #VALUE! | #VALUE! | #VALUE! | #VALUE! | #VALUE! | #VALUE! | #VALUE! | #VALUE! | #VALUE! | #VALUE! | #VALUE! | #VALUE! | #VALUE! | #VALUE! | #VALUE! | #VALUE! | #VALUE! | #VALUE! | #VALUE! | #VALUE! | #VALUE! | #VALUE! | #VALUE! | #VALUE! | #VALUE! | #VALUE! | #VALUE! | #VALUE! | #VALUE! | #VALUE! | #VALUE! | #VALUE! | #VALUE! | #VALUE! | #VALUE! | #VALUE! | #VALUE! | #VALUE! | #VALUE! | #VALUE! | #VALUE! | #VALUE! | #VALUE! | #VALUE! | #VALUE! | #VALUE! | #VALUE! | #VALUE! | #VALUE! | #VALUE! | #VALUE! | #VALUE! | #VALUE!
Temp_sink_out_i | °C | [6 empty] | #VALUE! | #VALUE! | #VALUE! | #VALUE! | #VALUE! | #VALUE! | #VALUE! | #VALUE! | #VALUE! | #VALUE! | #VALUE! | #VALUE! | #VALUE! | #VALUE! | #VALUE! | #VALUE! | #VALUE! | #VALUE! | #VALUE! | #VALUE! | #VALUE! | #VALUE! | #VALUE! | #VALUE! | #VALUE! | #VALUE! | #VALUE! | #VALUE! | #VALUE! | #VALUE! | #VALUE! | #VALUE! | #VALUE! | #VALUE! | #VALUE! | #VALUE! | #VALUE! | #VALUE! | #VALUE! | #VALUE! | #VALUE! | #VALUE! | #VALUE! | #VALUE! | #VALUE! | #VALUE! | #VALUE! | #VALUE! | #VALUE! | #VALUE! | #VALUE! | #VALUE! | #VALUE! | #VALUE! | #VALUE! | #VALUE! | #VALUE! | #VALUE! | #VALUE! | #VALUE! | #VALUE! | #VALUE! | #VALUE! | #VALUE! | #VALUE! | #VALUE!
q_fc_demand_i | kW | [6 empty] | 0 | 0 | 0 | 0 | 0 | 0 | 0 | 0 | 0 | 0 | 0 | 0 | 0 | 0 | 0 | 0 | 0 | 0 | 0 | 0 | 0 | 0 | 0 | 0 | 0 | 0 | 0 | 0 | 0 | 0 | 0 | 0 | 0 | 0 | 0 | 0 | 0 | 0 | 0 | 0 | 0 | 0 | 0 | 0 | 0 | 0 | 0 | 0 | 0 | 0 | 0 | 0 | 0 | 0 | 0 | 0 | 0 | 0 | 0 | 0 | 0 | 0 | 0 | 0 | 0 | 0
q_fc_parallel_i | kW | [6 empty] | #N/A | #N/A | #N/A | #N/A | #N/A | #N/A | #N/A | #N/A | #N/A | #N/A | #N/A | #N/A | #N/A | #N/A | #N/A | #N/A | #N/A | #N/A | #N/A | #N/A | #N/A | #N/A | #N/A | #N/A | #N/A | #N/A | #N/A | #N/A | #N/A | #N/A | #N/A | #N/A | #N/A | #N/A | #N/A | #N/A | 0 | 0 | 0 | 0 | 0 | 0 | 0 | 0 | 0 | 0 | 0 | 0 | 0 | 0 | 0 | 0 | 0 | 0 | 0 | 0 | 0 | 0 | 0 | 0 | 0 | 0 | 0 | 0 | 0 | 0
q_fc_serie_i | kW | [6 empty] | 0 | 0 | 0 | 0 | 0 | 0 | 0 | 0 | 0 | 0 | 0 | 0 | 0 | 0 | 0 | 0 | 0 | 0 | 0 | 0 | 0 | 0 | 0 | 0 | 0 | 0 | 0 | 0 | 0 | 0 | 0 | 0 | 0 | 0 | 0 | 0 | #N/A | #N/A | #N/A | #N/A | #N/A | #N/A | #N/A | #N/A | #N/A | #N/A | #N/A | #N/A | #N/A | #N/A | #N/A | #N/A | #N/A | #N/A | #N/A | #N/A | #N/A | #N/A | #N/A | #N/A | #N/A | #N/A | #N/A | #N/A | #N/A | #N/A
Q_fc_i | kWh | [6 empty] | #N/A | #N/A | #N/A | #N/A | #N/A | #N/A | #N/A | #N/A | #N/A | #N/A | #N/A | #N/A | #N/A | #N/A | #N/A | #N/A | #N/A | #N/A | #N/A | #N/A | #N/A | #N/A | #N/A | #N/A | #N/A | #N/A | #N/A | #N/A | #N/A | #N/A | #N/A | #N/A | #N/A | #N/A | #N/A | #N/A | #N/A | #N/A | #N/A | #N/A | #N/A | #N/A | #N/A | #N/A | #N/A | #N/A | #N/A | #N/A | #N/A | #N/A | #N/A | #N/A | #N/A | #N/A | #N/A | #N/A | #N/A | #N/A | #N/A | #N/A | #N/A | #N/A | #N/A | #N/A | #N/A | #N/A
tau_fc_i | - | [6 empty] | 0% | 0% | 0% | 0% | 0% | 0% | 0% | 0% | 0% | 0% | 0% | 0% | 0% | 0% | 0% | 0% | 0% | 0% | 0% | 0% | 0% | 0% | 0% | 0% | 0% | 0% | 0% | 0% | 0% | 0% | 0% | 0% | 0% | 0% | 0% | 0% | 0% | 0% | 0% | 0% | 0% | 0% | 0% | 0% | 0% | 0% | 0% | 0% | 0% | 0% | 0% | 0% | 0% | 0% | 0% | 0% | 0% | 0% | 0% | 0% | 0% | 0% | 0% | 0% | 0% | 0%
f_fc_aux_ctrl | - | [5 empty] | VAR
f_fc_aux_el | - | [5 empty] | #N/A
e_fc_aux_n | kW | [5 empty] | #N/A
e_fc_aux_i | kW | [6 empty] | #N/A | #N/A | #N/A | #N/A | #N/A | #N/A | #N/A | #N/A | #N/A | #N/A | #N/A | #N/A | #N/A | #N/A | #N/A | #N/A | #N/A | #N/A | #N/A | #N/A | #N/A | #N/A | #N/A | #N/A | #N/A | #N/A | #N/A | #N/A | #N/A | #N/A | #N/A | #N/A | #N/A | #N/A | #N/A | #N/A | #N/A | #N/A | #N/A | #N/A | #N/A | #N/A | #N/A | #N/A | #N/A | #N/A | #N/A | #N/A | #N/A | #N/A | #N/A | #N/A | #N/A | #N/A | #N/A | #N/A | #N/A | #N/A | #N/A | #N/A | #N/A | #N/A | #N/A | #N/A | #N/A | #N/A
E_fc_aux_i | kWh | [6 empty] | #N/A | #N/A | #N/A | #N/A | #N/A | #N/A | #N/A | #N/A | #N/A | #N/A | #N/A | #N/A | #N/A | #N/A | #N/A | #N/A | #N/A | #N/A | #N/A | #N/A | #N/A | #N/A | #N/A | #N/A | #N/A | #N/A | #N/A | #N/A | #N/A | #N/A | #N/A | #N/A | #N/A | #N/A | #N/A | #N/A | #N/A | #N/A | #N/A | #N/A | #N/A | #N/A | #N/A | #N/A | #N/A | #N/A | #N/A | #N/A | #N/A | #N/A | #N/A | #N/A | #N/A | #N/A | #N/A | #N/A | #N/A | #N/A | #N/A | #N/A | #N/A | #N/A | #N/A | #N/A | #N/A | #N/A
E_fc_aux | MWh/a | [5 empty] | #N/A
Performance
EER_i | - | [6 empty] | #N/A | #N/A | #N/A | #N/A | #N/A | #N/A | #N/A | #N/A | #N/A | #N/A | #N/A | #N/A | #N/A | #N/A | #N/A | #N/A | #N/A | #N/A | #N/A | #N/A | #N/A | #N/A | #N/A | #N/A | #N/A | #N/A | #N/A | #N/A | #N/A | #N/A | #N/A | #N/A | #N/A | #N/A | #N/A | #N/A | #N/A | #N/A | #N/A | #N/A | #N/A | #N/A | #N/A | #N/A | #N/A | #N/A | #N/A | #N/A | #N/A | #N/A | #N/A | #N/A | #N/A | #N/A | #N/A | #N/A | #N/A | #N/A | #N/A | #N/A | #N/A | #N/A | #N/A | #N/A | #N/A | #N/A
Q_comp_i | kWh | [6 empty] | #N/A | #N/A | #N/A | #N/A | #N/A | #N/A | #N/A | #N/A | #N/A | #N/A | #N/A | #N/A | #N/A | #N/A | #N/A | #N/A | #N/A | #N/A | #N/A | #N/A | #N/A | #N/A | #N/A | #N/A | #N/A | #N/A | #N/A | #N/A | #N/A | #N/A | #N/A | #N/A | #N/A | #N/A | #N/A | #N/A | #N/A | #N/A | #N/A | #N/A | #N/A | #N/A | #N/A | #N/A | #N/A | #N/A | #N/A | #N/A | #N/A | #N/A | #N/A | #N/A | #N/A | #N/A | #N/A | #N/A | #N/A | #N/A | #N/A | #N/A | #N/A | #N/A | #N/A | #N/A | #N/A | #N/A
E_comp_i | kWh | [6 empty] | #N/A | #N/A | #N/A | #N/A | #N/A | #N/A | #N/A | #N/A | #N/A | #N/A | #N/A | #N/A | #N/A | #N/A | #N/A | #N/A | #N/A | #N/A | #N/A | #N/A | #N/A | #N/A | #N/A | #N/A | #N/A | #N/A | #N/A | #N/A | #N/A | #N/A | #N/A | #N/A | #N/A | #N/A | #N/A | #N/A | #N/A | #N/A | #N/A | #N/A | #N/A | #N/A | #N/A | #N/A | #N/A | #N/A | #N/A | #N/A | #N/A | #N/A | #N/A | #N/A | #N/A | #N/A | #N/A | #N/A | #N/A | #N/A | #N/A | #N/A | #N/A | #N/A | #N/A | #N/A | #N/A | #N/A
E_comp | MWh/a | [5 empty] | #N/A
[7 empty] | TOT | KM | FC
Q | MWh/a | [5 empty] | #N/A | #N/A | #N/A
E | MWh/a | [5 empty] | 0 | #N/A | #N/A
JAZ | - | [5 empty] | 0 | - | -
t_on_full | h/a | [5 empty] | #N/A

## B-3
|  |  |  | SHEET | CAL-3 | TEXT | Variable | row | def | B-3
1
Kältemaschine: | [5 empty] | 70
Allgemeine Angaben | [5 empty] | 71
Zustand | [5 empty] | 97 | Status | 0
Name (Marke, Modell) | [5 empty] | 72 | - | -
Nennkälteleistung (kW) | [5 empty] | 74 | - | - |  |  | Q_evap | 0
Baujahr | [5 empty] | 75 | - | - |  |  | Year | 0
Free-Cooling | [5 empty] | - | KM_Freecooling | 0 |  |  | Installed | #N/A
Kompression und Expansion | Standardwert |  |  |  |  | 98 | 105
Expansionsventil, Standard oder Eingabe | [5 empty] | 82 | KM_Druckregler | #N/A | 0 |  |  | #N/A
Verdichter, Standard oder Eingabe | [5 empty] | 83 | KM_Kompressor | #N/A | 0 |  |  | #N/A
Verdampfer | Standardwert |  |  |  |  | 92 | 105 |  |  |  |  | Evaporator | Selection | Is Air?
Übertragungsmedium | [5 empty] | 107 | KM_Medium | 0 |  |  |  | - | #NAME? | 0
Typ | [5 empty] | 79 | KM_Verdampfer | 0 |  |  |  |  | #NAME?
∆T, Standard oder Eingabe (K)** | [5 empty] | 94 | KM_Verdampfer | 0 |  |  |  |  | #NAME?
Regelung der Ventilatoren, Standard oder Eingabe | [5 empty] | 84 | KM_Ventilator | #N/A | 0 |  |  | #N/A
[7 empty] | KM_Verdampfer | 0
Verflüssiger | Standardwert |  |  |  |  | 91 | 105 |  |  |  |  | Condenser | Selection | Is Air?
Übertragungsmedium | [5 empty] | 107 | KM_Medium | 0 |  |  |  | - | #NAME? | 0
Typ | [5 empty] | 79 | KM_Verflüssiger | 0 |  |  |  |  | #NAME?
∆T, Standard oder Eingabe (K)* | [5 empty] | 109 | KM_Verflüssiger | 0 |  |  |  |  | #NAME?
Regelung der Ventilatoren, Standard oder Eingabe | [5 empty] | 84 | KM_Ventilator | #N/A | 0 |  |  | #N/A
[7 empty] | KM_Verflüssiger | 0
Rückkühler | Standardwert |  |  |  |  | 81 | 105 |  |  |  |  | Condenser | Selection | Is Air?
Typ | [5 empty] | 79 | KM_Rückkühler | 0 |  |  |  | 1 | - | -
∆T, Standard oder Eingabe (K)* | [5 empty] | 109 | KM_Rückkühler | 0 |  |  |  | 0
Regelung der Ventilatoren, Standard oder Eingabe | [5 empty] | 84 | KM_Ventilator | #N/A | 0 |  |  | #N/A
[7 empty] | KM_Rückkühler | 0
Beschreibung und Bemerkungen | [5 empty] | 106
Verbraucher | [5 empty] | 85
| Anwendungs-temperatur | Betriebs-stunden | Auslegung-Kühlleistung | Grund-kühlleistung |  |  | 86 | 87 | 89 | 88 |  |  | Selection
| °C | h/d | kW | % | [6 empty] | temp_sink | 0 | #NAME?
[7 empty] | Kältebedarf |  |  |  | t_day | 0 | #NAME?
Andere | [5 empty] | 90 |  |  |  |  | q_srv_n | 0 | #NAME?
Gesamt | 0 | 0 | 0 | 0% |  | 108 |  |  |  |  | q_srv_base | 0 | #NAME?
[11 empty] | ID | 9
Energiebilanz | [5 empty] | 95 | H
Betribesstunden (h/a) | #N/A |  |  |  |  | 100 | 146
Kälteproduktion (MWh/a) | #N/A |  |  |  |  | 102 | 143
Elektrizitätsbedarf (MWh/a) | 0 |  |  |  |  | 103 | 144
JAZ | 0 |  |  |  |  | 104 | 145
[12 empty] | 127 | 138
Belastungsrate | [5 empty] | 110 |  |  |  |  | I20:BV20 | I127:BV127 | I138:BV138 | I19:BV19
[11 empty] | Temp_amb | Q_fc | Q_km | bin
[11 empty] | -25 | #N/A | #N/A | #N/A
[11 empty] | -24 | #N/A | #N/A | #N/A
[11 empty] | -23 | #N/A | #N/A | #N/A
[11 empty] | -22 | #N/A | #N/A | #N/A
[11 empty] | -21 | #N/A | #N/A | #N/A
[11 empty] | -20 | #N/A | #N/A | #N/A
[11 empty] | -19 | #N/A | #N/A | #N/A
[11 empty] | -18 | #N/A | #N/A | #N/A
[11 empty] | -17 | #N/A | #N/A | #N/A
[11 empty] | -16 | #N/A | #N/A | #N/A
[11 empty] | -15 | #N/A | #N/A | #N/A
[11 empty] | -14 | #N/A | #N/A | #N/A
[11 empty] | -13 | #N/A | #N/A | #N/A
[11 empty] | -12 | #N/A | #N/A | #N/A
[11 empty] | -11 | #N/A | #N/A | #N/A
[11 empty] | -10 | #N/A | #N/A | #N/A
FC | Free-Cooling | [9 empty] | -9 | #N/A | #N/A | #N/A
CYCLE | Kältemaschine |  |  |  |  | 112 |  |  |  |  | -8 | #N/A | #N/A | #N/A
BIN | Bin-Dauer |  |  |  |  | 111 |  |  |  |  | -7 | #N/A | #N/A | #N/A
TEMP | Bin-Temperatur |  |  |  |  | 113 |  |  |  |  | -6 | #N/A | #N/A | #N/A
CP | Kälteproduktion |  |  |  |  | 114 |  |  |  |  | -5 | #N/A | #N/A | #N/A
[11 empty] | -4 | #N/A | #N/A | #N/A
[11 empty] | -3 | #N/A | #N/A | #N/A
[11 empty] | -2 | #N/A | #N/A | #N/A
[11 empty] | -1 | #N/A | #N/A | #N/A
[11 empty] | 0 | #N/A | #N/A | #N/A
[11 empty] | 1 | #N/A | #N/A | #N/A
[11 empty] | 2 | #N/A | #N/A | #N/A
[11 empty] | 3 | #N/A | #N/A | #N/A
[11 empty] | 4 | #N/A | #N/A | #N/A
[11 empty] | 5 | #N/A | #N/A | #N/A
[11 empty] | 6 | #N/A | #N/A | #N/A
[11 empty] | 7 | #N/A | #N/A | #N/A
[11 empty] | 8 | #N/A | #N/A | #N/A
[11 empty] | 9 | #N/A | #N/A | #N/A
[11 empty] | 10 | #N/A | #N/A | #N/A
[11 empty] | 11 | #N/A | #N/A | #N/A
[11 empty] | 12 | #N/A | #N/A | #N/A
[11 empty] | 13 | #N/A | #N/A | #N/A
[11 empty] | 14 | #N/A | #N/A | #N/A
[11 empty] | 15 | #N/A | #N/A | #N/A
[11 empty] | 16 | #N/A | #N/A | #N/A
[11 empty] | 17 | #N/A | #N/A | #N/A
[11 empty] | 18 | #N/A | #N/A | #N/A
[11 empty] | 19 | #N/A | #N/A | #N/A
[11 empty] | 20 | #N/A | #N/A | #N/A
[11 empty] | 21 | #N/A | #N/A | #N/A
[11 empty] | 22 | #N/A | #N/A | #N/A
[11 empty] | 23 | #N/A | #N/A | #N/A
[11 empty] | 24 | #N/A | #N/A | #N/A
[11 empty] | 25 | #N/A | #N/A | #N/A
[11 empty] | 26 | #N/A | #N/A | #N/A
[11 empty] | 27 | #N/A | #N/A | #N/A
[11 empty] | 28 | #N/A | #N/A | #N/A
[11 empty] | 29 | #N/A | #N/A | #N/A
[11 empty] | 30 | #N/A | #N/A | #N/A
[11 empty] | 31 | #N/A | #N/A | #N/A
[11 empty] | 32 | #N/A | #N/A | #N/A
[11 empty] | 33 | #N/A | #N/A | #N/A
[11 empty] | 34 | #N/A | #N/A | #N/A
[11 empty] | 35 | #N/A | #N/A | #N/A
[11 empty] | 36 | #N/A | #N/A | #N/A
[11 empty] | 37 | #N/A | #N/A | #N/A
[11 empty] | 38 | #N/A | #N/A | #N/A
[11 empty] | 39 | #N/A | #N/A | #N/A
[11 empty] | 40 | #N/A | #N/A | #N/A

## CAL-3 (hidden)
SHEET | B-3 |  |  |  |  | INDEX | Single Values
Technology
Year | - |  |  |  |  | O9 | 0
Condenser | - |  |  |  |  | O21 | -
Evaporator | - |  |  |  |  | O15 | -
Nominal conditions
T_hot | °C | [5 empty] | 35
T_cold | °C |  |  |  |  | O36 | 0
T_evap | °C | [5 empty] | #VALUE!
T_cond | °C | [5 empty] | #VALUE!
Q_evap | kW |  |  |  |  | O8 | 0
Q_cond | kW | [5 empty] | #VALUE!
EER | - | [5 empty] | #VALUE!
Station
Station_air | - |  |  |  |  | #N/A | -
Station_water | - |  |  |  |  | #N/A | -
BINs | [7 empty] | #N/A | #N/A | #N/A | #N/A | #N/A | #N/A | #N/A | #N/A | #N/A | #N/A | #N/A | #N/A | #N/A | #N/A | #N/A | #N/A | #N/A | #N/A | #N/A | #N/A | #N/A | #N/A | #N/A | #N/A | #N/A | #N/A | #N/A | #N/A | #N/A | #N/A | #N/A | #N/A | #N/A | #N/A | #N/A | #N/A | #N/A | #N/A | #N/A | #N/A | #N/A | #N/A | #N/A | #N/A | #N/A | #N/A | #N/A | #N/A | #N/A | #N/A | #N/A | #N/A | #N/A | #N/A | #N/A | #N/A | #N/A | #N/A | #N/A | #N/A | #N/A | #N/A | #N/A | #N/A | #N/A | #N/A
Temp_air_i | °C | [6 empty] | -25 | -24 | -23 | -22 | -21 | -20 | -19 | -18 | -17 | -16 | -15 | -14 | -13 | -12 | -11 | -10 | -9 | -8 | -7 | -6 | -5 | -4 | -3 | -2 | -1 | 0 | 1 | 2 | 3 | 4 | 5 | 6 | 7 | 8 | 9 | 10 | 11 | 12 | 13 | 14 | 15 | 16 | 17 | 18 | 19 | 20 | 21 | 22 | 23 | 24 | 25 | 26 | 27 | 28 | 29 | 30 | 31 | 32 | 33 | 34 | 35 | 36 | 37 | 38 | 39 | 40
Temp_water_i | °C | [6 empty] | #N/A | #N/A | #N/A | #N/A | #N/A | #N/A | #N/A | #N/A | #N/A | #N/A | #N/A | #N/A | #N/A | #N/A | #N/A | #N/A | #N/A | #N/A | #N/A | #N/A | #N/A | #N/A | #N/A | #N/A | #N/A | #N/A | #N/A | #N/A | #N/A | #N/A | #N/A | #N/A | #N/A | #N/A | #N/A | #N/A | #N/A | #N/A | #N/A | #N/A | #N/A | #N/A | #N/A | #N/A | #N/A | #N/A | #N/A | #N/A | #N/A | #N/A | #N/A | #N/A | #N/A | #N/A | #N/A | #N/A | #N/A | #N/A | #N/A | #N/A | #N/A | #N/A | #N/A | #N/A | #N/A | #N/A
Temp_src_i | °C | [6 empty] | #N/A | #N/A | #N/A | #N/A | #N/A | #N/A | #N/A | #N/A | #N/A | #N/A | #N/A | #N/A | #N/A | #N/A | #N/A | #N/A | #N/A | #N/A | #N/A | #N/A | #N/A | #N/A | #N/A | #N/A | #N/A | #N/A | #N/A | #N/A | #N/A | #N/A | #N/A | #N/A | #N/A | #N/A | #N/A | #N/A | #N/A | #N/A | #N/A | #N/A | #N/A | #N/A | #N/A | #N/A | #N/A | #N/A | #N/A | #N/A | #N/A | #N/A | #N/A | #N/A | #N/A | #N/A | #N/A | #N/A | #N/A | #N/A | #N/A | #N/A | #N/A | #N/A | #N/A | #N/A | #N/A | #N/A
Demand
q_srv_n | kW |  |  |  |  | O38 | 0
Q_srv | MWh/a | [5 empty] | - | not implemented
t_day | h/d |  |  |  |  | O37 | 0 | 0%
temp_sink_ctrl | - | [5 empty] | - | not implemented
temp_sink_i | °C | [6 empty] | 0 | 0 | 0 | 0 | 0 | 0 | 0 | 0 | 0 | 0 | 0 | 0 | 0 | 0 | 0 | 0 | 0 | 0 | 0 | 0 | 0 | 0 | 0 | 0 | 0 | 0 | 0 | 0 | 0 | 0 | 0 | 0 | 0 | 0 | 0 | 0 | 0 | 0 | 0 | 0 | 0 | 0 | 0 | 0 | 0 | 0 | 0 | 0 | 0 | 0 | 0 | 0 | 0 | 0 | 0 | 0 | 0 | 0 | 0 | 0 | 0 | 0 | 0 | 0 | 0 | 0
Base demand
q_srv_n_base | kW |  |  |  |  | O39 | 0
q_srv_base_i | kW | [6 empty] | 0 | 0 | 0 | 0 | 0 | 0 | 0 | 0 | 0 | 0 | 0 | 0 | 0 | 0 | 0 | 0 | 0 | 0 | 0 | 0 | 0 | 0 | 0 | 0 | 0 | 0 | 0 | 0 | 0 | 0 | 0 | 0 | 0 | 0 | 0 | 0 | 0 | 0 | 0 | 0 | 0 | 0 | 0 | 0 | 0 | 0 | 0 | 0 | 0 | 0 | 0 | 0 | 0 | 0 | 0 | 0 | 0 | 0 | 0 | 0 | 0 | 0 | 0 | 0 | 0 | 0
t_on_srv_base_i | h/d | [6 empty] | 0% | 0% | 0% | 0% | 0% | 0% | 0% | 0% | 0% | 0% | 0% | 0% | 0% | 0% | 0% | 0% | 0% | 0% | 0% | 0% | 0% | 0% | 0% | 0% | 0% | 0% | 0% | 0% | 0% | 0% | 0% | 0% | 0% | 0% | 0% | 0% | 0% | 0% | 0% | 0% | 0% | 0% | 0% | 0% | 0% | 0% | 0% | 0% | 0% | 0% | 0% | 0% | 0% | 0% | 0% | 0% | 0% | 0% | 0% | 0% | 0% | 0% | 0% | 0% | 0% | 0%
Q_srv_base_i | kWh | [6 empty] | #N/A | #N/A | #N/A | #N/A | #N/A | #N/A | #N/A | #N/A | #N/A | #N/A | #N/A | #N/A | #N/A | #N/A | #N/A | #N/A | #N/A | #N/A | #N/A | #N/A | #N/A | #N/A | #N/A | #N/A | #N/A | #N/A | #N/A | #N/A | #N/A | #N/A | #N/A | #N/A | #N/A | #N/A | #N/A | #N/A | #N/A | #N/A | #N/A | #N/A | #N/A | #N/A | #N/A | #N/A | #N/A | #N/A | #N/A | #N/A | #N/A | #N/A | #N/A | #N/A | #N/A | #N/A | #N/A | #N/A | #N/A | #N/A | #N/A | #N/A | #N/A | #N/A | #N/A | #N/A | #N/A | #N/A
Q_srv_base | MWh/a | [5 empty] | #N/A
Variable demand
temp_start | °C |  |  |  |  | O40 | 5
dT_gains | °C | [5 empty] | 0
q_srv_var | kW | [5 empty] | 0
tau_srv_var_i | - | [6 empty] | 0% | 0% | 0% | 0% | 0% | 0% | 0% | 0% | 0% | 0% | 0% | 0% | 0% | 0% | 0% | 0% | 0% | 0% | 0% | 0% | 0% | 0% | 0% | 0% | 0% | 0% | 0% | 0% | 0% | 0% | 0% | 3.333% | 6.667% | 10% | 13.33% | 16.67% | 20% | 23.33% | 26.67% | 30% | 33.33% | 36.67% | 40% | 43.33% | 46.67% | 50% | 53.33% | 56.67% | 60% | 63.33% | 66.67% | 70% | 73.33% | 76.67% | 80% | 83.33% | 86.67% | 90% | 93.33% | 96.67% | 100% | 103.3% | 106.7% | 110% | 113.3% | 116.7%
q_srv_var_i | kW | [6 empty] | 0 | 0 | 0 | 0 | 0 | 0 | 0 | 0 | 0 | 0 | 0 | 0 | 0 | 0 | 0 | 0 | 0 | 0 | 0 | 0 | 0 | 0 | 0 | 0 | 0 | 0 | 0 | 0 | 0 | 0 | 0 | 0 | 0 | 0 | 0 | 0 | 0 | 0 | 0 | 0 | 0 | 0 | 0 | 0 | 0 | 0 | 0 | 0 | 0 | 0 | 0 | 0 | 0 | 0 | 0 | 0 | 0 | 0 | 0 | 0 | 0 | 0 | 0 | 0 | 0 | 0
t_on_srv_var_i | h/d | [6 empty] | 0% | 0% | 0% | 0% | 0% | 0% | 0% | 0% | 0% | 0% | 0% | 0% | 0% | 0% | 0% | 0% | 0% | 0% | 0% | 0% | 0% | 0% | 0% | 0% | 0% | 0% | 0% | 0% | 0% | 0% | 0% | 0% | 0% | 0% | 0% | 0% | 0% | 0% | 0% | 0% | 0% | 0% | 0% | 0% | 0% | 0% | 0% | 0% | 0% | 0% | 0% | 0% | 0% | 0% | 0% | 0% | 0% | 0% | 0% | 0% | 0% | 0% | 0% | 0% | 0% | 0%
Q_srv_var_i | kWh | [6 empty] | #N/A | #N/A | #N/A | #N/A | #N/A | #N/A | #N/A | #N/A | #N/A | #N/A | #N/A | #N/A | #N/A | #N/A | #N/A | #N/A | #N/A | #N/A | #N/A | #N/A | #N/A | #N/A | #N/A | #N/A | #N/A | #N/A | #N/A | #N/A | #N/A | #N/A | #N/A | #N/A | #N/A | #N/A | #N/A | #N/A | #N/A | #N/A | #N/A | #N/A | #N/A | #N/A | #N/A | #N/A | #N/A | #N/A | #N/A | #N/A | #N/A | #N/A | #N/A | #N/A | #N/A | #N/A | #N/A | #N/A | #N/A | #N/A | #N/A | #N/A | #N/A | #N/A | #N/A | #N/A | #N/A | #N/A
Q_srv_var | MWh/a | [5 empty] | #N/A
Combined demand
q_srv_i | kW | [6 empty] | 0 | 0 | 0 | 0 | 0 | 0 | 0 | 0 | 0 | 0 | 0 | 0 | 0 | 0 | 0 | 0 | 0 | 0 | 0 | 0 | 0 | 0 | 0 | 0 | 0 | 0 | 0 | 0 | 0 | 0 | 0 | 0 | 0 | 0 | 0 | 0 | 0 | 0 | 0 | 0 | 0 | 0 | 0 | 0 | 0 | 0 | 0 | 0 | 0 | 0 | 0 | 0 | 0 | 0 | 0 | 0 | 0 | 0 | 0 | 0 | 0 | 0 | 0 | 0 | 0 | 0
t_on_srv_i | h/d | [6 empty] | 0% | 0% | 0% | 0% | 0% | 0% | 0% | 0% | 0% | 0% | 0% | 0% | 0% | 0% | 0% | 0% | 0% | 0% | 0% | 0% | 0% | 0% | 0% | 0% | 0% | 0% | 0% | 0% | 0% | 0% | 0% | 0% | 0% | 0% | 0% | 0% | 0% | 0% | 0% | 0% | 0% | 0% | 0% | 0% | 0% | 0% | 0% | 0% | 0% | 0% | 0% | 0% | 0% | 0% | 0% | 0% | 0% | 0% | 0% | 0% | 0% | 0% | 0% | 0% | 0% | 0%
Q_srv_i | kWh | [6 empty] | #N/A | #N/A | #N/A | #N/A | #N/A | #N/A | #N/A | #N/A | #N/A | #N/A | #N/A | #N/A | #N/A | #N/A | #N/A | #N/A | #N/A | #N/A | #N/A | #N/A | #N/A | #N/A | #N/A | #N/A | #N/A | #N/A | #N/A | #N/A | #N/A | #N/A | #N/A | #N/A | #N/A | #N/A | #N/A | #N/A | #N/A | #N/A | #N/A | #N/A | #N/A | #N/A | #N/A | #N/A | #N/A | #N/A | #N/A | #N/A | #N/A | #N/A | #N/A | #N/A | #N/A | #N/A | #N/A | #N/A | #N/A | #N/A | #N/A | #N/A | #N/A | #N/A | #N/A | #N/A | #N/A | #N/A
bool_on_srv_i | - | [6 empty] | #N/A | #N/A | #N/A | #N/A | #N/A | #N/A | #N/A | #N/A | #N/A | #N/A | #N/A | #N/A | #N/A | #N/A | #N/A | #N/A | #N/A | #N/A | #N/A | #N/A | #N/A | #N/A | #N/A | #N/A | #N/A | #N/A | #N/A | #N/A | #N/A | #N/A | #N/A | #N/A | #N/A | #N/A | #N/A | #N/A | #N/A | #N/A | #N/A | #N/A | #N/A | #N/A | #N/A | #N/A | #N/A | #N/A | #N/A | #N/A | #N/A | #N/A | #N/A | #N/A | #N/A | #N/A | #N/A | #N/A | #N/A | #N/A | #N/A | #N/A | #N/A | #N/A | #N/A | #N/A | #N/A | #N/A
Defrosting evap. |  | 2 | f_defrost_aux_q | f_defrost_aux_el
f_defrost_aux_q | - | -50 | 0.5 | 0.25 |  |  | 0%
q_defrost_aux_n | kW | 0 | 0.5 | 0.125 |  |  | 0
q_defrost_aux_i | kWh | 8 | 0 | 0 |  |  |  | #N/A | #N/A | #N/A | #N/A | #N/A | #N/A | #N/A | #N/A | #N/A | #N/A | #N/A | #N/A | #N/A | #N/A | #N/A | #N/A | #N/A | #N/A | #N/A | #N/A | #N/A | #N/A | #N/A | #N/A | #N/A | #N/A | #N/A | #N/A | #N/A | #N/A | #N/A | #N/A | #N/A | #N/A | #N/A | #N/A | #N/A | #N/A | #N/A | #N/A | #N/A | #N/A | #N/A | #N/A | #N/A | #N/A | #N/A | #N/A | #N/A | #N/A | #N/A | #N/A | #N/A | #N/A | #N/A | #N/A | #N/A | #N/A | #N/A | #N/A | #N/A | #N/A | #N/A | #N/A | #N/A | #N/A
Q_defrost_aux_i | kWh | [6 empty] | #N/A | #N/A | #N/A | #N/A | #N/A | #N/A | #N/A | #N/A | #N/A | #N/A | #N/A | #N/A | #N/A | #N/A | #N/A | #N/A | #N/A | #N/A | #N/A | #N/A | #N/A | #N/A | #N/A | #N/A | #N/A | #N/A | #N/A | #N/A | #N/A | #N/A | #N/A | #N/A | #N/A | #N/A | #N/A | #N/A | #N/A | #N/A | #N/A | #N/A | #N/A | #N/A | #N/A | #N/A | #N/A | #N/A | #N/A | #N/A | #N/A | #N/A | #N/A | #N/A | #N/A | #N/A | #N/A | #N/A | #N/A | #N/A | #N/A | #N/A | #N/A | #N/A | #N/A | #N/A | #N/A | #N/A
Q_defrost_aux | MWh/a | [5 empty] | #N/A
f_defrost_aux_el | - | [5 empty] | 0%
e_defrost_aux_n | kW | [5 empty] | 0
e_defrost_aux_i | kW | [6 empty] | #N/A | #N/A | #N/A | #N/A | #N/A | #N/A | #N/A | #N/A | #N/A | #N/A | #N/A | #N/A | #N/A | #N/A | #N/A | #N/A | #N/A | #N/A | #N/A | #N/A | #N/A | #N/A | #N/A | #N/A | #N/A | #N/A | #N/A | #N/A | #N/A | #N/A | #N/A | #N/A | #N/A | #N/A | #N/A | #N/A | #N/A | #N/A | #N/A | #N/A | #N/A | #N/A | #N/A | #N/A | #N/A | #N/A | #N/A | #N/A | #N/A | #N/A | #N/A | #N/A | #N/A | #N/A | #N/A | #N/A | #N/A | #N/A | #N/A | #N/A | #N/A | #N/A | #N/A | #N/A | #N/A | #N/A
E_defrost_aux_i | kWh | [6 empty] | #N/A | #N/A | #N/A | #N/A | #N/A | #N/A | #N/A | #N/A | #N/A | #N/A | #N/A | #N/A | #N/A | #N/A | #N/A | #N/A | #N/A | #N/A | #N/A | #N/A | #N/A | #N/A | #N/A | #N/A | #N/A | #N/A | #N/A | #N/A | #N/A | #N/A | #N/A | #N/A | #N/A | #N/A | #N/A | #N/A | #N/A | #N/A | #N/A | #N/A | #N/A | #N/A | #N/A | #N/A | #N/A | #N/A | #N/A | #N/A | #N/A | #N/A | #N/A | #N/A | #N/A | #N/A | #N/A | #N/A | #N/A | #N/A | #N/A | #N/A | #N/A | #N/A | #N/A | #N/A | #N/A | #N/A
E_defrost_aux | MWh/a | [5 empty] | #N/A
Requird cooling
q_i | kW | [6 empty] | #N/A | #N/A | #N/A | #N/A | #N/A | #N/A | #N/A | #N/A | #N/A | #N/A | #N/A | #N/A | #N/A | #N/A | #N/A | #N/A | #N/A | #N/A | #N/A | #N/A | #N/A | #N/A | #N/A | #N/A | #N/A | #N/A | #N/A | #N/A | #N/A | #N/A | #N/A | #N/A | #N/A | #N/A | #N/A | #N/A | #N/A | #N/A | #N/A | #N/A | #N/A | #N/A | #N/A | #N/A | #N/A | #N/A | #N/A | #N/A | #N/A | #N/A | #N/A | #N/A | #N/A | #N/A | #N/A | #N/A | #N/A | #N/A | #N/A | #N/A | #N/A | #N/A | #N/A | #N/A | #N/A | #N/A
Q_i | kWh | [6 empty] | #N/A | #N/A | #N/A | #N/A | #N/A | #N/A | #N/A | #N/A | #N/A | #N/A | #N/A | #N/A | #N/A | #N/A | #N/A | #N/A | #N/A | #N/A | #N/A | #N/A | #N/A | #N/A | #N/A | #N/A | #N/A | #N/A | #N/A | #N/A | #N/A | #N/A | #N/A | #N/A | #N/A | #N/A | #N/A | #N/A | #N/A | #N/A | #N/A | #N/A | #N/A | #N/A | #N/A | #N/A | #N/A | #N/A | #N/A | #N/A | #N/A | #N/A | #N/A | #N/A | #N/A | #N/A | #N/A | #N/A | #N/A | #N/A | #N/A | #N/A | #N/A | #N/A | #N/A | #N/A | #N/A | #N/A
Q | MWh/a | [5 empty] | #N/A
tau_q | - | [6 empty] | #N/A | #N/A | #N/A | #N/A | #N/A | #N/A | #N/A | #N/A | #N/A | #N/A | #N/A | #N/A | #N/A | #N/A | #N/A | #N/A | #N/A | #N/A | #N/A | #N/A | #N/A | #N/A | #N/A | #N/A | #N/A | #N/A | #N/A | #N/A | #N/A | #N/A | #N/A | #N/A | #N/A | #N/A | #N/A | #N/A | #N/A | #N/A | #N/A | #N/A | #N/A | #N/A | #N/A | #N/A | #N/A | #N/A | #N/A | #N/A | #N/A | #N/A | #N/A | #N/A | #N/A | #N/A | #N/A | #N/A | #N/A | #N/A | #N/A | #N/A | #N/A | #N/A | #N/A | #N/A | #N/A | #N/A
Compressor
comp_eff | - |  |  |  |  | O13 | #N/A
-
-
Expansion
exp_type | [5 empty] | O12 | #N/A
-
-
Evaporator |  | #N/A |  | f_aux_el
dTemp_evap_min | °C | < 1995 | A | 5% | < 1995A | O17 |  | Luftkühler Temperaturdifferenz dt = t Luft (Eintritt Verdampfer) – to (Verdampfungstemperatur) | [11 empty] | Flüssigkeitskühler Temperaturdifferenz dt = t Kälteträger (Austritt Verdampfer) – to (Verdampfungstemperatur)
dTemp_evap_med | °C | 1995 - 2005 | A | 3.5% | 1995 - 2005A |  | 4
kA_cond | kW/K | > 2005 | A | 2% | > 2005A
Temp_evap_i | °C | < 1995 | W | 0% | < 1995W |  |  | #VALUE! | #VALUE! | #VALUE! | #VALUE! | #VALUE! | #VALUE! | #VALUE! | #VALUE! | #VALUE! | #VALUE! | #VALUE! | #VALUE! | #VALUE! | #VALUE! | #VALUE! | #VALUE! | #VALUE! | #VALUE! | #VALUE! | #VALUE! | #VALUE! | #VALUE! | #VALUE! | #VALUE! | #VALUE! | #VALUE! | #VALUE! | #VALUE! | #VALUE! | #VALUE! | #VALUE! | #VALUE! | #VALUE! | #VALUE! | #VALUE! | #VALUE! | #VALUE! | #VALUE! | #VALUE! | #VALUE! | #VALUE! | #VALUE! | #VALUE! | #VALUE! | #VALUE! | #VALUE! | #VALUE! | #VALUE! | #VALUE! | #VALUE! | #VALUE! | #VALUE! | #VALUE! | #VALUE! | #VALUE! | #VALUE! | #VALUE! | #VALUE! | #VALUE! | #VALUE! | #VALUE! | #VALUE! | #VALUE! | #VALUE! | #VALUE! | #VALUE!
Temp_evap_med_out_i | °C | 1995 - 2005 | W | 0% | 1995 - 2005W |  |  | #VALUE! | #VALUE! | #VALUE! | #VALUE! | #VALUE! | #VALUE! | #VALUE! | #VALUE! | #VALUE! | #VALUE! | #VALUE! | #VALUE! | #VALUE! | #VALUE! | #VALUE! | #VALUE! | #VALUE! | #VALUE! | #VALUE! | #VALUE! | #VALUE! | #VALUE! | #VALUE! | #VALUE! | #VALUE! | #VALUE! | #VALUE! | #VALUE! | #VALUE! | #VALUE! | #VALUE! | #VALUE! | #VALUE! | #VALUE! | #VALUE! | #VALUE! | #VALUE! | #VALUE! | #VALUE! | #VALUE! | #VALUE! | #VALUE! | #VALUE! | #VALUE! | #VALUE! | #VALUE! | #VALUE! | #VALUE! | #VALUE! | #VALUE! | #VALUE! | #VALUE! | #VALUE! | #VALUE! | #VALUE! | #VALUE! | #VALUE! | #VALUE! | #VALUE! | #VALUE! | #VALUE! | #VALUE! | #VALUE! | #VALUE! | #VALUE! | #VALUE!
Temp_evap_med_in_i | °C | > 2005 | W | 0% | > 2005W |  |  | #VALUE! | #VALUE! | #VALUE! | #VALUE! | #VALUE! | #VALUE! | #VALUE! | #VALUE! | #VALUE! | #VALUE! | #VALUE! | #VALUE! | #VALUE! | #VALUE! | #VALUE! | #VALUE! | #VALUE! | #VALUE! | #VALUE! | #VALUE! | #VALUE! | #VALUE! | #VALUE! | #VALUE! | #VALUE! | #VALUE! | #VALUE! | #VALUE! | #VALUE! | #VALUE! | #VALUE! | #VALUE! | #VALUE! | #VALUE! | #VALUE! | #VALUE! | #VALUE! | #VALUE! | #VALUE! | #VALUE! | #VALUE! | #VALUE! | #VALUE! | #VALUE! | #VALUE! | #VALUE! | #VALUE! | #VALUE! | #VALUE! | #VALUE! | #VALUE! | #VALUE! | #VALUE! | #VALUE! | #VALUE! | #VALUE! | #VALUE! | #VALUE! | #VALUE! | #VALUE! | #VALUE! | #VALUE! | #VALUE! | #VALUE! | #VALUE! | #VALUE!
C_evap_med_i | kW/K | [6 empty] | #VALUE! | #VALUE! | #VALUE! | #VALUE! | #VALUE! | #VALUE! | #VALUE! | #VALUE! | #VALUE! | #VALUE! | #VALUE! | #VALUE! | #VALUE! | #VALUE! | #VALUE! | #VALUE! | #VALUE! | #VALUE! | #VALUE! | #VALUE! | #VALUE! | #VALUE! | #VALUE! | #VALUE! | #VALUE! | #VALUE! | #VALUE! | #VALUE! | #VALUE! | #VALUE! | #VALUE! | #VALUE! | #VALUE! | #VALUE! | #VALUE! | #VALUE! | #VALUE! | #VALUE! | #VALUE! | #VALUE! | #VALUE! | #VALUE! | #VALUE! | #VALUE! | #VALUE! | #VALUE! | #VALUE! | #VALUE! | #VALUE! | #VALUE! | #VALUE! | #VALUE! | #VALUE! | #VALUE! | #VALUE! | #VALUE! | #VALUE! | #VALUE! | #VALUE! | #VALUE! | #VALUE! | #VALUE! | #VALUE! | #VALUE! | #VALUE! | #VALUE!
f_evap_aux_ctrl | - |  |  |  |  | O18 | #N/A
f_evap_aux_el | - | [5 empty] | #N/A
e_evap_aux_n | kW | [5 empty] | #N/A
e_evap_aux_i | kW | [6 empty] | #N/A | #N/A | #N/A | #N/A | #N/A | #N/A | #N/A | #N/A | #N/A | #N/A | #N/A | #N/A | #N/A | #N/A | #N/A | #N/A | #N/A | #N/A | #N/A | #N/A | #N/A | #N/A | #N/A | #N/A | #N/A | #N/A | #N/A | #N/A | #N/A | #N/A | #N/A | #N/A | #N/A | #N/A | #N/A | #N/A | #N/A | #N/A | #N/A | #N/A | #N/A | #N/A | #N/A | #N/A | #N/A | #N/A | #N/A | #N/A | #N/A | #N/A | #N/A | #N/A | #N/A | #N/A | #N/A | #N/A | #N/A | #N/A | #N/A | #N/A | #N/A | #N/A | #N/A | #N/A | #N/A | #N/A
E_evap_aux_i | kWh | [6 empty] | #N/A | #N/A | #N/A | #N/A | #N/A | #N/A | #N/A | #N/A | #N/A | #N/A | #N/A | #N/A | #N/A | #N/A | #N/A | #N/A | #N/A | #N/A | #N/A | #N/A | #N/A | #N/A | #N/A | #N/A | #N/A | #N/A | #N/A | #N/A | #N/A | #N/A | #N/A | #N/A | #N/A | #N/A | #N/A | #N/A | #N/A | #N/A | #N/A | #N/A | #N/A | #N/A | #N/A | #N/A | #N/A | #N/A | #N/A | #N/A | #N/A | #N/A | #N/A | #N/A | #N/A | #N/A | #N/A | #N/A | #N/A | #N/A | #N/A | #N/A | #N/A | #N/A | #N/A | #N/A | #N/A | #N/A
E_evap_aux | MWh/a | [5 empty] | #N/A
Condenser
dTemp_cond_min | °C | #N/A |  | f_aux_el |  | O23
dTemp_cond_med | °C | < 1995 | A | 5% | < 1995A | 61 | 2
bool_ac | - | 1995 - 2005 | A | 3.5% | 1995 - 2005A | O27 | 1
dTemp_ac_min | °C | > 2005 | A | 2% | > 2005A | O28 | 0 | -25 | -24 | -23 | -22 | -21 | -20 | -19 | -18 | -17 | -16 | -15 | -14 | -13 | -12 | -11 | -10 | -9 | -8 | -7 | -6 | -5 | -4 | -3 | -2 | -1 | 0 | 1 | 2 | 3 | 4 | 5 | 6 | 7 | 8 | 9 | 10 | 11 | 12 | 13 | 14 | 15 | 16 | 17 | 18 | 19 | 20 | 21 | 22 | 23 | 24 | 25 | 26 | 27 | 28 | 29 | 30 | 31 | 32 | 33 | 34 | 35 | 36 | 37 | 38 | 39 | 40
Temp_cond_i | °C | < 1995 | W | 0% | < 1995W |  |  | #N/A | #N/A | #N/A | #N/A | #N/A | #N/A | #N/A | #N/A | #N/A | #N/A | #N/A | #N/A | #N/A | #N/A | #N/A | #N/A | #N/A | #N/A | #N/A | #N/A | #N/A | #N/A | #N/A | #N/A | #N/A | #N/A | #N/A | #N/A | #N/A | #N/A | #N/A | #N/A | #N/A | #N/A | #N/A | #N/A | #N/A | #N/A | #N/A | #N/A | #N/A | #N/A | #N/A | #N/A | #N/A | #N/A | #N/A | #N/A | #N/A | #N/A | #N/A | #N/A | #N/A | #N/A | #N/A | #N/A | #N/A | #N/A | #N/A | #N/A | #N/A | #N/A | #N/A | #N/A | #N/A | #N/A
Temp_cond_med_out_i | °C | 1995 - 2005 | W | 0% | 1995 - 2005W |  |  | #N/A | #N/A | #N/A | #N/A | #N/A | #N/A | #N/A | #N/A | #N/A | #N/A | #N/A | #N/A | #N/A | #N/A | #N/A | #N/A | #N/A | #N/A | #N/A | #N/A | #N/A | #N/A | #N/A | #N/A | #N/A | #N/A | #N/A | #N/A | #N/A | #N/A | #N/A | #N/A | #N/A | #N/A | #N/A | #N/A | #N/A | #N/A | #N/A | #N/A | #N/A | #N/A | #N/A | #N/A | #N/A | #N/A | #N/A | #N/A | #N/A | #N/A | #N/A | #N/A | #N/A | #N/A | #N/A | #N/A | #N/A | #N/A | #N/A | #N/A | #N/A | #N/A | #N/A | #N/A | #N/A | #N/A
Temp_cond_med_in_i | °C | > 2005 | W | 0% | > 2005W |  |  | #N/A | #N/A | #N/A | #N/A | #N/A | #N/A | #N/A | #N/A | #N/A | #N/A | #N/A | #N/A | #N/A | #N/A | #N/A | #N/A | #N/A | #N/A | #N/A | #N/A | #N/A | #N/A | #N/A | #N/A | #N/A | #N/A | #N/A | #N/A | #N/A | #N/A | #N/A | #N/A | #N/A | #N/A | #N/A | #N/A | #N/A | #N/A | #N/A | #N/A | #N/A | #N/A | #N/A | #N/A | #N/A | #N/A | #N/A | #N/A | #N/A | #N/A | #N/A | #N/A | #N/A | #N/A | #N/A | #N/A | #N/A | #N/A | #N/A | #N/A | #N/A | #N/A | #N/A | #N/A | #N/A | #N/A
C_cond_med_i | kW/K | [6 empty] | #N/A | #N/A | #N/A | #N/A | #N/A | #N/A | #N/A | #N/A | #N/A | #N/A | #N/A | #N/A | #N/A | #N/A | #N/A | #N/A | #N/A | #N/A | #N/A | #N/A | #N/A | #N/A | #N/A | #N/A | #N/A | #N/A | #N/A | #N/A | #N/A | #N/A | #N/A | #N/A | #N/A | #N/A | #N/A | #N/A | #N/A | #N/A | #N/A | #N/A | #N/A | #N/A | #N/A | #N/A | #N/A | #N/A | #N/A | #N/A | #N/A | #N/A | #N/A | #N/A | #N/A | #N/A | #N/A | #N/A | #N/A | #N/A | #N/A | #N/A | #N/A | #N/A | #N/A | #N/A | #N/A | #N/A
f_cond_aux_ctrl | - |  |  |  |  | O24 | #N/A
f_cond_aux_el | - | [5 empty] | #N/A
e_cond_aux_n | kW | [5 empty] | #N/A
e_cond_aux_i | kW | [6 empty] | #N/A | #N/A | #N/A | #N/A | #N/A | #N/A | #N/A | #N/A | #N/A | #N/A | #N/A | #N/A | #N/A | #N/A | #N/A | #N/A | #N/A | #N/A | #N/A | #N/A | #N/A | #N/A | #N/A | #N/A | #N/A | #N/A | #N/A | #N/A | #N/A | #N/A | #N/A | #N/A | #N/A | #N/A | #N/A | #N/A | #N/A | #N/A | #N/A | #N/A | #N/A | #N/A | #N/A | #N/A | #N/A | #N/A | #N/A | #N/A | #N/A | #N/A | #N/A | #N/A | #N/A | #N/A | #N/A | #N/A | #N/A | #N/A | #N/A | #N/A | #N/A | #N/A | #N/A | #N/A | #N/A | #N/A
E_cond_aux_i | kWh | [6 empty] | #N/A | #N/A | #N/A | #N/A | #N/A | #N/A | #N/A | #N/A | #N/A | #N/A | #N/A | #N/A | #N/A | #N/A | #N/A | #N/A | #N/A | #N/A | #N/A | #N/A | #N/A | #N/A | #N/A | #N/A | #N/A | #N/A | #N/A | #N/A | #N/A | #N/A | #N/A | #N/A | #N/A | #N/A | #N/A | #N/A | #N/A | #N/A | #N/A | #N/A | #N/A | #N/A | #N/A | #N/A | #N/A | #N/A | #N/A | #N/A | #N/A | #N/A | #N/A | #N/A | #N/A | #N/A | #N/A | #N/A | #N/A | #N/A | #N/A | #N/A | #N/A | #N/A | #N/A | #N/A | #N/A | #N/A
E_cond_aux | MWh/a | [5 empty] | #N/A
Free-cooling
Installed | - |  |  |  |  | O10 | #N/A
q_fc_n | kW | [5 empty] | #VALUE!
Temp_sink_n | °C | [5 empty] | 35
dT_sink_n | °C | [5 empty] | 6
C_sink_n | kW/K | [5 empty] | #VALUE!
Temp_med_out_n | °C | [5 empty] | 42
dT_med_n | °C | [5 empty] | 4
C_med | kW/K | [5 empty] | #VALUE!
LMTD | °C | [5 empty] | 5.944
UA | kW/K | [5 empty] | #VALUE!
Temp_fc_sink_in_i | °C | [6 empty] | -25 | -24 | -23 | -22 | -21 | -20 | -19 | -18 | -17 | -16 | -15 | -14 | -13 | -12 | -11 | -10 | -9 | -8 | -7 | -6 | -5 | -4 | -3 | -2 | -1 | 0 | 1 | 2 | 3 | 4 | 5 | 6 | 7 | 8 | 9 | 10 | 11 | 12 | 13 | 14 | 15 | 16 | 17 | 18 | 19 | 20 | 21 | 22 | 23 | 24 | 25 | 26 | 27 | 28 | 29 | 30 | 31 | 32 | 33 | 34 | 35 | 36 | 37 | 38 | 39 | 40
Temp_fc_med_out_i | °C | [6 empty] | #VALUE! | #VALUE! | #VALUE! | #VALUE! | #VALUE! | #VALUE! | #VALUE! | #VALUE! | #VALUE! | #VALUE! | #VALUE! | #VALUE! | #VALUE! | #VALUE! | #VALUE! | #VALUE! | #VALUE! | #VALUE! | #VALUE! | #VALUE! | #VALUE! | #VALUE! | #VALUE! | #VALUE! | #VALUE! | #VALUE! | #VALUE! | #VALUE! | #VALUE! | #VALUE! | #VALUE! | #VALUE! | #VALUE! | #VALUE! | #VALUE! | #VALUE! | #VALUE! | #VALUE! | #VALUE! | #VALUE! | #VALUE! | #VALUE! | #VALUE! | #VALUE! | #VALUE! | #VALUE! | #VALUE! | #VALUE! | #VALUE! | #VALUE! | #VALUE! | #VALUE! | #VALUE! | #VALUE! | #VALUE! | #VALUE! | #VALUE! | #VALUE! | #VALUE! | #VALUE! | #VALUE! | #VALUE! | #VALUE! | #VALUE! | #VALUE! | #VALUE!
Temp_fc_med_in_i | °C | [6 empty] | #VALUE! | #VALUE! | #VALUE! | #VALUE! | #VALUE! | #VALUE! | #VALUE! | #VALUE! | #VALUE! | #VALUE! | #VALUE! | #VALUE! | #VALUE! | #VALUE! | #VALUE! | #VALUE! | #VALUE! | #VALUE! | #VALUE! | #VALUE! | #VALUE! | #VALUE! | #VALUE! | #VALUE! | #VALUE! | #VALUE! | #VALUE! | #VALUE! | #VALUE! | #VALUE! | #VALUE! | #VALUE! | #VALUE! | #VALUE! | #VALUE! | #VALUE! | #VALUE! | #VALUE! | #VALUE! | #VALUE! | #VALUE! | #VALUE! | #VALUE! | #VALUE! | #VALUE! | #VALUE! | #VALUE! | #VALUE! | #VALUE! | #VALUE! | #VALUE! | #VALUE! | #VALUE! | #VALUE! | #VALUE! | #VALUE! | #VALUE! | #VALUE! | #VALUE! | #VALUE! | #VALUE! | #VALUE! | #VALUE! | #VALUE! | #VALUE! | #VALUE!
Temp_sink_out_i | °C | [6 empty] | #VALUE! | #VALUE! | #VALUE! | #VALUE! | #VALUE! | #VALUE! | #VALUE! | #VALUE! | #VALUE! | #VALUE! | #VALUE! | #VALUE! | #VALUE! | #VALUE! | #VALUE! | #VALUE! | #VALUE! | #VALUE! | #VALUE! | #VALUE! | #VALUE! | #VALUE! | #VALUE! | #VALUE! | #VALUE! | #VALUE! | #VALUE! | #VALUE! | #VALUE! | #VALUE! | #VALUE! | #VALUE! | #VALUE! | #VALUE! | #VALUE! | #VALUE! | #VALUE! | #VALUE! | #VALUE! | #VALUE! | #VALUE! | #VALUE! | #VALUE! | #VALUE! | #VALUE! | #VALUE! | #VALUE! | #VALUE! | #VALUE! | #VALUE! | #VALUE! | #VALUE! | #VALUE! | #VALUE! | #VALUE! | #VALUE! | #VALUE! | #VALUE! | #VALUE! | #VALUE! | #VALUE! | #VALUE! | #VALUE! | #VALUE! | #VALUE! | #VALUE!
q_fc_demand_i | kW | [6 empty] | 0 | 0 | 0 | 0 | 0 | 0 | 0 | 0 | 0 | 0 | 0 | 0 | 0 | 0 | 0 | 0 | 0 | 0 | 0 | 0 | 0 | 0 | 0 | 0 | 0 | 0 | 0 | 0 | 0 | 0 | 0 | 0 | 0 | 0 | 0 | 0 | 0 | 0 | 0 | 0 | 0 | 0 | 0 | 0 | 0 | 0 | 0 | 0 | 0 | 0 | 0 | 0 | 0 | 0 | 0 | 0 | 0 | 0 | 0 | 0 | 0 | 0 | 0 | 0 | 0 | 0
q_fc_parallel_i | kW | [6 empty] | #N/A | #N/A | #N/A | #N/A | #N/A | #N/A | #N/A | #N/A | #N/A | #N/A | #N/A | #N/A | #N/A | #N/A | #N/A | #N/A | #N/A | #N/A | #N/A | #N/A | #N/A | #N/A | #N/A | #N/A | #N/A | #N/A | #N/A | #N/A | #N/A | #N/A | #N/A | #N/A | #N/A | #N/A | #N/A | #N/A | 0 | 0 | 0 | 0 | 0 | 0 | 0 | 0 | 0 | 0 | 0 | 0 | 0 | 0 | 0 | 0 | 0 | 0 | 0 | 0 | 0 | 0 | 0 | 0 | 0 | 0 | 0 | 0 | 0 | 0
q_fc_serie_i | kW | [6 empty] | 0 | 0 | 0 | 0 | 0 | 0 | 0 | 0 | 0 | 0 | 0 | 0 | 0 | 0 | 0 | 0 | 0 | 0 | 0 | 0 | 0 | 0 | 0 | 0 | 0 | 0 | 0 | 0 | 0 | 0 | 0 | 0 | 0 | 0 | 0 | 0 | #N/A | #N/A | #N/A | #N/A | #N/A | #N/A | #N/A | #N/A | #N/A | #N/A | #N/A | #N/A | #N/A | #N/A | #N/A | #N/A | #N/A | #N/A | #N/A | #N/A | #N/A | #N/A | #N/A | #N/A | #N/A | #N/A | #N/A | #N/A | #N/A | #N/A
Q_fc_i | kWh | [6 empty] | #N/A | #N/A | #N/A | #N/A | #N/A | #N/A | #N/A | #N/A | #N/A | #N/A | #N/A | #N/A | #N/A | #N/A | #N/A | #N/A | #N/A | #N/A | #N/A | #N/A | #N/A | #N/A | #N/A | #N/A | #N/A | #N/A | #N/A | #N/A | #N/A | #N/A | #N/A | #N/A | #N/A | #N/A | #N/A | #N/A | #N/A | #N/A | #N/A | #N/A | #N/A | #N/A | #N/A | #N/A | #N/A | #N/A | #N/A | #N/A | #N/A | #N/A | #N/A | #N/A | #N/A | #N/A | #N/A | #N/A | #N/A | #N/A | #N/A | #N/A | #N/A | #N/A | #N/A | #N/A | #N/A | #N/A
tau_fc_i | - | [6 empty] | 0% | 0% | 0% | 0% | 0% | 0% | 0% | 0% | 0% | 0% | 0% | 0% | 0% | 0% | 0% | 0% | 0% | 0% | 0% | 0% | 0% | 0% | 0% | 0% | 0% | 0% | 0% | 0% | 0% | 0% | 0% | 0% | 0% | 0% | 0% | 0% | 0% | 0% | 0% | 0% | 0% | 0% | 0% | 0% | 0% | 0% | 0% | 0% | 0% | 0% | 0% | 0% | 0% | 0% | 0% | 0% | 0% | 0% | 0% | 0% | 0% | 0% | 0% | 0% | 0% | 0%
f_fc_aux_ctrl | - | [5 empty] | VAR
f_fc_aux_el | - | [5 empty] | #N/A
e_fc_aux_n | kW | [5 empty] | #N/A
e_fc_aux_i | kW | [6 empty] | #N/A | #N/A | #N/A | #N/A | #N/A | #N/A | #N/A | #N/A | #N/A | #N/A | #N/A | #N/A | #N/A | #N/A | #N/A | #N/A | #N/A | #N/A | #N/A | #N/A | #N/A | #N/A | #N/A | #N/A | #N/A | #N/A | #N/A | #N/A | #N/A | #N/A | #N/A | #N/A | #N/A | #N/A | #N/A | #N/A | #N/A | #N/A | #N/A | #N/A | #N/A | #N/A | #N/A | #N/A | #N/A | #N/A | #N/A | #N/A | #N/A | #N/A | #N/A | #N/A | #N/A | #N/A | #N/A | #N/A | #N/A | #N/A | #N/A | #N/A | #N/A | #N/A | #N/A | #N/A | #N/A | #N/A
E_fc_aux_i | kWh | [6 empty] | #N/A | #N/A | #N/A | #N/A | #N/A | #N/A | #N/A | #N/A | #N/A | #N/A | #N/A | #N/A | #N/A | #N/A | #N/A | #N/A | #N/A | #N/A | #N/A | #N/A | #N/A | #N/A | #N/A | #N/A | #N/A | #N/A | #N/A | #N/A | #N/A | #N/A | #N/A | #N/A | #N/A | #N/A | #N/A | #N/A | #N/A | #N/A | #N/A | #N/A | #N/A | #N/A | #N/A | #N/A | #N/A | #N/A | #N/A | #N/A | #N/A | #N/A | #N/A | #N/A | #N/A | #N/A | #N/A | #N/A | #N/A | #N/A | #N/A | #N/A | #N/A | #N/A | #N/A | #N/A | #N/A | #N/A
E_fc_aux | MWh/a | [5 empty] | #N/A
Performance
EER_i | - | [6 empty] | #N/A | #N/A | #N/A | #N/A | #N/A | #N/A | #N/A | #N/A | #N/A | #N/A | #N/A | #N/A | #N/A | #N/A | #N/A | #N/A | #N/A | #N/A | #N/A | #N/A | #N/A | #N/A | #N/A | #N/A | #N/A | #N/A | #N/A | #N/A | #N/A | #N/A | #N/A | #N/A | #N/A | #N/A | #N/A | #N/A | #N/A | #N/A | #N/A | #N/A | #N/A | #N/A | #N/A | #N/A | #N/A | #N/A | #N/A | #N/A | #N/A | #N/A | #N/A | #N/A | #N/A | #N/A | #N/A | #N/A | #N/A | #N/A | #N/A | #N/A | #N/A | #N/A | #N/A | #N/A | #N/A | #N/A
Q_comp_i | kWh | [6 empty] | #N/A | #N/A | #N/A | #N/A | #N/A | #N/A | #N/A | #N/A | #N/A | #N/A | #N/A | #N/A | #N/A | #N/A | #N/A | #N/A | #N/A | #N/A | #N/A | #N/A | #N/A | #N/A | #N/A | #N/A | #N/A | #N/A | #N/A | #N/A | #N/A | #N/A | #N/A | #N/A | #N/A | #N/A | #N/A | #N/A | #N/A | #N/A | #N/A | #N/A | #N/A | #N/A | #N/A | #N/A | #N/A | #N/A | #N/A | #N/A | #N/A | #N/A | #N/A | #N/A | #N/A | #N/A | #N/A | #N/A | #N/A | #N/A | #N/A | #N/A | #N/A | #N/A | #N/A | #N/A | #N/A | #N/A
E_comp_i | kWh | [6 empty] | #N/A | #N/A | #N/A | #N/A | #N/A | #N/A | #N/A | #N/A | #N/A | #N/A | #N/A | #N/A | #N/A | #N/A | #N/A | #N/A | #N/A | #N/A | #N/A | #N/A | #N/A | #N/A | #N/A | #N/A | #N/A | #N/A | #N/A | #N/A | #N/A | #N/A | #N/A | #N/A | #N/A | #N/A | #N/A | #N/A | #N/A | #N/A | #N/A | #N/A | #N/A | #N/A | #N/A | #N/A | #N/A | #N/A | #N/A | #N/A | #N/A | #N/A | #N/A | #N/A | #N/A | #N/A | #N/A | #N/A | #N/A | #N/A | #N/A | #N/A | #N/A | #N/A | #N/A | #N/A | #N/A | #N/A
E_comp | MWh/a | [5 empty] | #N/A
[7 empty] | TOT | KM | FC
Q | MWh/a | [5 empty] | #N/A | #N/A | #N/A
E | MWh/a | [5 empty] | 0 | #N/A | #N/A
JAZ | - | [5 empty] | 0 | - | -
t_on_full | h/a | [5 empty] | #N/A

## B-4
|  |  |  | SHEET | CAL-4 | TEXT | Variable | row | def | B-3
1
Kältemaschine: | [5 empty] | 70
Allgemeine Angaben | [5 empty] | 71
Zustand | [5 empty] | 97 | Status | 0
Name (Marke, Modell) | [5 empty] | 72 | - | -
Nennkälteleistung (kW) | [5 empty] | 74 | - | - |  |  | Q_evap | 0
Baujahr | [5 empty] | 75 | - | - |  |  | Year | 0
Free-Cooling | [5 empty] | - | KM_Freecooling | 0 |  |  | Installed | #N/A
Kompression und Expansion | Standardwert |  |  |  |  | 98 | 105
Expansionsventil, Standard oder Eingabe | [5 empty] | 82 | KM_Druckregler | #N/A | 0 |  |  | #N/A
Verdichter, Standard oder Eingabe | [5 empty] | 83 | KM_Kompressor | #N/A | 0 |  |  | #N/A
Verdampfer | Standardwert |  |  |  |  | 92 | 105 |  |  |  |  | Evaporator | Selection | Is Air?
Übertragungsmedium | [5 empty] | 107 | KM_Medium | 0 |  |  |  | - | #NAME? | 0
Typ | [5 empty] | 79 | KM_Verdampfer | 0 |  |  |  |  | #NAME?
∆T, Standard oder Eingabe (K)** | [5 empty] | 94 | KM_Verdampfer | 0 |  |  |  |  | #NAME?
Regelung der Ventilatoren, Standard oder Eingabe | [5 empty] | 84 | KM_Ventilator | #N/A | 0 |  |  | #N/A
[7 empty] | KM_Verdampfer | 0
Verflüssiger | Standardwert |  |  |  |  | 91 | 105 |  |  |  |  | Condenser | Selection | Is Air?
Übertragungsmedium | [5 empty] | 107 | KM_Medium | 0 |  |  |  | - | #NAME? | 0
Typ | [5 empty] | 79 | KM_Verflüssiger | 0 |  |  |  |  | #NAME?
∆T, Standard oder Eingabe (K)* | [5 empty] | 109 | KM_Verflüssiger | 0 |  |  |  |  | #NAME?
Regelung der Ventilatoren, Standard oder Eingabe | [5 empty] | 84 | KM_Ventilator | #N/A | 0 |  |  | #N/A
[7 empty] | KM_Verflüssiger | 0
Rückkühler | Standardwert |  |  |  |  | 81 | 105 |  |  |  |  | Condenser | Selection | Is Air?
Typ | [5 empty] | 79 | KM_Rückkühler | 0 |  |  |  | 1 | - | -
∆T, Standard oder Eingabe (K)* | [5 empty] | 109 | KM_Rückkühler | 0 |  |  |  | 0
Regelung der Ventilatoren, Standard oder Eingabe | [5 empty] | 84 | KM_Ventilator | #N/A | 0 |  |  | #N/A
[7 empty] | KM_Rückkühler | 0
Beschreibung und Bemerkungen | [5 empty] | 106
Verbraucher | [5 empty] | 85
| Anwendungs-temperatur | Betriebs-stunden | Auslegung-Kühlleistung | Grund-kühlleistung |  |  | 86 | 87 | 89 | 88 |  |  | Selection
| °C | h/d | kW | % | [6 empty] | temp_sink | 0 | #NAME?
[7 empty] | Kältebedarf |  |  |  | t_day | 0 | #NAME?
Andere | [5 empty] | 90 |  |  |  |  | q_srv_n | 0 | #NAME?
Gesamt | 0 | 0 | 0 | 0% |  | 108 |  |  |  |  | q_srv_base | 0 | #NAME?
[11 empty] | ID | 9
Energiebilanz | [5 empty] | 95 | H
Betribesstunden (h/a) | #N/A |  |  |  |  | 100 | 146
Kälteproduktion (MWh/a) | #N/A |  |  |  |  | 102 | 143
Elektrizitätsbedarf (MWh/a) | 0 |  |  |  |  | 103 | 144
JAZ | 0 |  |  |  |  | 104 | 145
[12 empty] | 127 | 138
Belastungsrate | [5 empty] | 110 |  |  |  |  | I20:BV20 | I127:BV127 | I138:BV138 | I19:BV19
[11 empty] | Temp_amb | Q_fc | Q_km | bin
[11 empty] | -25 | #N/A | #N/A | #N/A
[11 empty] | -24 | #N/A | #N/A | #N/A
[11 empty] | -23 | #N/A | #N/A | #N/A
[11 empty] | -22 | #N/A | #N/A | #N/A
[11 empty] | -21 | #N/A | #N/A | #N/A
[11 empty] | -20 | #N/A | #N/A | #N/A
[11 empty] | -19 | #N/A | #N/A | #N/A
[11 empty] | -18 | #N/A | #N/A | #N/A
[11 empty] | -17 | #N/A | #N/A | #N/A
[11 empty] | -16 | #N/A | #N/A | #N/A
[11 empty] | -15 | #N/A | #N/A | #N/A
[11 empty] | -14 | #N/A | #N/A | #N/A
[11 empty] | -13 | #N/A | #N/A | #N/A
[11 empty] | -12 | #N/A | #N/A | #N/A
[11 empty] | -11 | #N/A | #N/A | #N/A
[11 empty] | -10 | #N/A | #N/A | #N/A
FC | Free-Cooling | [9 empty] | -9 | #N/A | #N/A | #N/A
CYCLE | Kältemaschine |  |  |  |  | 112 |  |  |  |  | -8 | #N/A | #N/A | #N/A
BIN | Bin-Dauer |  |  |  |  | 111 |  |  |  |  | -7 | #N/A | #N/A | #N/A
TEMP | Bin-Temperatur |  |  |  |  | 113 |  |  |  |  | -6 | #N/A | #N/A | #N/A
CP | Kälteproduktion |  |  |  |  | 114 |  |  |  |  | -5 | #N/A | #N/A | #N/A
[11 empty] | -4 | #N/A | #N/A | #N/A
[11 empty] | -3 | #N/A | #N/A | #N/A
[11 empty] | -2 | #N/A | #N/A | #N/A
[11 empty] | -1 | #N/A | #N/A | #N/A
[11 empty] | 0 | #N/A | #N/A | #N/A
[11 empty] | 1 | #N/A | #N/A | #N/A
[11 empty] | 2 | #N/A | #N/A | #N/A
[11 empty] | 3 | #N/A | #N/A | #N/A
[11 empty] | 4 | #N/A | #N/A | #N/A
[11 empty] | 5 | #N/A | #N/A | #N/A
[11 empty] | 6 | #N/A | #N/A | #N/A
[11 empty] | 7 | #N/A | #N/A | #N/A
[11 empty] | 8 | #N/A | #N/A | #N/A
[11 empty] | 9 | #N/A | #N/A | #N/A
[11 empty] | 10 | #N/A | #N/A | #N/A
[11 empty] | 11 | #N/A | #N/A | #N/A
[11 empty] | 12 | #N/A | #N/A | #N/A
[11 empty] | 13 | #N/A | #N/A | #N/A
[11 empty] | 14 | #N/A | #N/A | #N/A
[11 empty] | 15 | #N/A | #N/A | #N/A
[11 empty] | 16 | #N/A | #N/A | #N/A
[11 empty] | 17 | #N/A | #N/A | #N/A
[11 empty] | 18 | #N/A | #N/A | #N/A
[11 empty] | 19 | #N/A | #N/A | #N/A
[11 empty] | 20 | #N/A | #N/A | #N/A
[11 empty] | 21 | #N/A | #N/A | #N/A
[11 empty] | 22 | #N/A | #N/A | #N/A
[11 empty] | 23 | #N/A | #N/A | #N/A
[11 empty] | 24 | #N/A | #N/A | #N/A
[11 empty] | 25 | #N/A | #N/A | #N/A
[11 empty] | 26 | #N/A | #N/A | #N/A
[11 empty] | 27 | #N/A | #N/A | #N/A
[11 empty] | 28 | #N/A | #N/A | #N/A
[11 empty] | 29 | #N/A | #N/A | #N/A
[11 empty] | 30 | #N/A | #N/A | #N/A
[11 empty] | 31 | #N/A | #N/A | #N/A
[11 empty] | 32 | #N/A | #N/A | #N/A
[11 empty] | 33 | #N/A | #N/A | #N/A
[11 empty] | 34 | #N/A | #N/A | #N/A
[11 empty] | 35 | #N/A | #N/A | #N/A
[11 empty] | 36 | #N/A | #N/A | #N/A
[11 empty] | 37 | #N/A | #N/A | #N/A
[11 empty] | 38 | #N/A | #N/A | #N/A
[11 empty] | 39 | #N/A | #N/A | #N/A
[11 empty] | 40 | #N/A | #N/A | #N/A

## CAL-4 (hidden)
SHEET | B-4 |  |  |  |  | INDEX | Single Values
Technology
Year | - |  |  |  |  | O9 | 0
Condenser | - |  |  |  |  | O21 | -
Evaporator | - |  |  |  |  | O15 | -
Nominal conditions
T_hot | °C | [5 empty] | 35
T_cold | °C |  |  |  |  | O36 | 0
T_evap | °C | [5 empty] | #VALUE!
T_cond | °C | [5 empty] | #VALUE!
Q_evap | kW |  |  |  |  | O8 | 0
Q_cond | kW | [5 empty] | #VALUE!
EER | - | [5 empty] | #VALUE!
Station
Station_air | - |  |  |  |  | #N/A | -
Station_water | - |  |  |  |  | #N/A | -
BINs | [7 empty] | #N/A | #N/A | #N/A | #N/A | #N/A | #N/A | #N/A | #N/A | #N/A | #N/A | #N/A | #N/A | #N/A | #N/A | #N/A | #N/A | #N/A | #N/A | #N/A | #N/A | #N/A | #N/A | #N/A | #N/A | #N/A | #N/A | #N/A | #N/A | #N/A | #N/A | #N/A | #N/A | #N/A | #N/A | #N/A | #N/A | #N/A | #N/A | #N/A | #N/A | #N/A | #N/A | #N/A | #N/A | #N/A | #N/A | #N/A | #N/A | #N/A | #N/A | #N/A | #N/A | #N/A | #N/A | #N/A | #N/A | #N/A | #N/A | #N/A | #N/A | #N/A | #N/A | #N/A | #N/A | #N/A | #N/A
Temp_air_i | °C | [6 empty] | -25 | -24 | -23 | -22 | -21 | -20 | -19 | -18 | -17 | -16 | -15 | -14 | -13 | -12 | -11 | -10 | -9 | -8 | -7 | -6 | -5 | -4 | -3 | -2 | -1 | 0 | 1 | 2 | 3 | 4 | 5 | 6 | 7 | 8 | 9 | 10 | 11 | 12 | 13 | 14 | 15 | 16 | 17 | 18 | 19 | 20 | 21 | 22 | 23 | 24 | 25 | 26 | 27 | 28 | 29 | 30 | 31 | 32 | 33 | 34 | 35 | 36 | 37 | 38 | 39 | 40
Temp_water_i | °C | [6 empty] | #N/A | #N/A | #N/A | #N/A | #N/A | #N/A | #N/A | #N/A | #N/A | #N/A | #N/A | #N/A | #N/A | #N/A | #N/A | #N/A | #N/A | #N/A | #N/A | #N/A | #N/A | #N/A | #N/A | #N/A | #N/A | #N/A | #N/A | #N/A | #N/A | #N/A | #N/A | #N/A | #N/A | #N/A | #N/A | #N/A | #N/A | #N/A | #N/A | #N/A | #N/A | #N/A | #N/A | #N/A | #N/A | #N/A | #N/A | #N/A | #N/A | #N/A | #N/A | #N/A | #N/A | #N/A | #N/A | #N/A | #N/A | #N/A | #N/A | #N/A | #N/A | #N/A | #N/A | #N/A | #N/A | #N/A
Temp_src_i | °C | [6 empty] | #N/A | #N/A | #N/A | #N/A | #N/A | #N/A | #N/A | #N/A | #N/A | #N/A | #N/A | #N/A | #N/A | #N/A | #N/A | #N/A | #N/A | #N/A | #N/A | #N/A | #N/A | #N/A | #N/A | #N/A | #N/A | #N/A | #N/A | #N/A | #N/A | #N/A | #N/A | #N/A | #N/A | #N/A | #N/A | #N/A | #N/A | #N/A | #N/A | #N/A | #N/A | #N/A | #N/A | #N/A | #N/A | #N/A | #N/A | #N/A | #N/A | #N/A | #N/A | #N/A | #N/A | #N/A | #N/A | #N/A | #N/A | #N/A | #N/A | #N/A | #N/A | #N/A | #N/A | #N/A | #N/A | #N/A
Demand
q_srv_n | kW |  |  |  |  | O38 | 0
Q_srv | MWh/a | [5 empty] | - | not implemented
t_day | h/d |  |  |  |  | O37 | 0 | 0%
temp_sink_ctrl | - | [5 empty] | - | not implemented
temp_sink_i | °C | [6 empty] | 0 | 0 | 0 | 0 | 0 | 0 | 0 | 0 | 0 | 0 | 0 | 0 | 0 | 0 | 0 | 0 | 0 | 0 | 0 | 0 | 0 | 0 | 0 | 0 | 0 | 0 | 0 | 0 | 0 | 0 | 0 | 0 | 0 | 0 | 0 | 0 | 0 | 0 | 0 | 0 | 0 | 0 | 0 | 0 | 0 | 0 | 0 | 0 | 0 | 0 | 0 | 0 | 0 | 0 | 0 | 0 | 0 | 0 | 0 | 0 | 0 | 0 | 0 | 0 | 0 | 0
Base demand
q_srv_n_base | kW |  |  |  |  | O39 | 0
q_srv_base_i | kW | [6 empty] | 0 | 0 | 0 | 0 | 0 | 0 | 0 | 0 | 0 | 0 | 0 | 0 | 0 | 0 | 0 | 0 | 0 | 0 | 0 | 0 | 0 | 0 | 0 | 0 | 0 | 0 | 0 | 0 | 0 | 0 | 0 | 0 | 0 | 0 | 0 | 0 | 0 | 0 | 0 | 0 | 0 | 0 | 0 | 0 | 0 | 0 | 0 | 0 | 0 | 0 | 0 | 0 | 0 | 0 | 0 | 0 | 0 | 0 | 0 | 0 | 0 | 0 | 0 | 0 | 0 | 0
t_on_srv_base_i | h/d | [6 empty] | 0% | 0% | 0% | 0% | 0% | 0% | 0% | 0% | 0% | 0% | 0% | 0% | 0% | 0% | 0% | 0% | 0% | 0% | 0% | 0% | 0% | 0% | 0% | 0% | 0% | 0% | 0% | 0% | 0% | 0% | 0% | 0% | 0% | 0% | 0% | 0% | 0% | 0% | 0% | 0% | 0% | 0% | 0% | 0% | 0% | 0% | 0% | 0% | 0% | 0% | 0% | 0% | 0% | 0% | 0% | 0% | 0% | 0% | 0% | 0% | 0% | 0% | 0% | 0% | 0% | 0%
Q_srv_base_i | kWh | [6 empty] | #N/A | #N/A | #N/A | #N/A | #N/A | #N/A | #N/A | #N/A | #N/A | #N/A | #N/A | #N/A | #N/A | #N/A | #N/A | #N/A | #N/A | #N/A | #N/A | #N/A | #N/A | #N/A | #N/A | #N/A | #N/A | #N/A | #N/A | #N/A | #N/A | #N/A | #N/A | #N/A | #N/A | #N/A | #N/A | #N/A | #N/A | #N/A | #N/A | #N/A | #N/A | #N/A | #N/A | #N/A | #N/A | #N/A | #N/A | #N/A | #N/A | #N/A | #N/A | #N/A | #N/A | #N/A | #N/A | #N/A | #N/A | #N/A | #N/A | #N/A | #N/A | #N/A | #N/A | #N/A | #N/A | #N/A
Q_srv_base | MWh/a | [5 empty] | #N/A
Variable demand
temp_start | °C |  |  |  |  | O40 | 5
dT_gains | °C | [5 empty] | 0
q_srv_var | kW | [5 empty] | 0
tau_srv_var_i | - | [6 empty] | 0% | 0% | 0% | 0% | 0% | 0% | 0% | 0% | 0% | 0% | 0% | 0% | 0% | 0% | 0% | 0% | 0% | 0% | 0% | 0% | 0% | 0% | 0% | 0% | 0% | 0% | 0% | 0% | 0% | 0% | 0% | 3.333% | 6.667% | 10% | 13.33% | 16.67% | 20% | 23.33% | 26.67% | 30% | 33.33% | 36.67% | 40% | 43.33% | 46.67% | 50% | 53.33% | 56.67% | 60% | 63.33% | 66.67% | 70% | 73.33% | 76.67% | 80% | 83.33% | 86.67% | 90% | 93.33% | 96.67% | 100% | 103.3% | 106.7% | 110% | 113.3% | 116.7%
q_srv_var_i | kW | [6 empty] | 0 | 0 | 0 | 0 | 0 | 0 | 0 | 0 | 0 | 0 | 0 | 0 | 0 | 0 | 0 | 0 | 0 | 0 | 0 | 0 | 0 | 0 | 0 | 0 | 0 | 0 | 0 | 0 | 0 | 0 | 0 | 0 | 0 | 0 | 0 | 0 | 0 | 0 | 0 | 0 | 0 | 0 | 0 | 0 | 0 | 0 | 0 | 0 | 0 | 0 | 0 | 0 | 0 | 0 | 0 | 0 | 0 | 0 | 0 | 0 | 0 | 0 | 0 | 0 | 0 | 0
t_on_srv_var_i | h/d | [6 empty] | 0% | 0% | 0% | 0% | 0% | 0% | 0% | 0% | 0% | 0% | 0% | 0% | 0% | 0% | 0% | 0% | 0% | 0% | 0% | 0% | 0% | 0% | 0% | 0% | 0% | 0% | 0% | 0% | 0% | 0% | 0% | 0% | 0% | 0% | 0% | 0% | 0% | 0% | 0% | 0% | 0% | 0% | 0% | 0% | 0% | 0% | 0% | 0% | 0% | 0% | 0% | 0% | 0% | 0% | 0% | 0% | 0% | 0% | 0% | 0% | 0% | 0% | 0% | 0% | 0% | 0%
Q_srv_var_i | kWh | [6 empty] | #N/A | #N/A | #N/A | #N/A | #N/A | #N/A | #N/A | #N/A | #N/A | #N/A | #N/A | #N/A | #N/A | #N/A | #N/A | #N/A | #N/A | #N/A | #N/A | #N/A | #N/A | #N/A | #N/A | #N/A | #N/A | #N/A | #N/A | #N/A | #N/A | #N/A | #N/A | #N/A | #N/A | #N/A | #N/A | #N/A | #N/A | #N/A | #N/A | #N/A | #N/A | #N/A | #N/A | #N/A | #N/A | #N/A | #N/A | #N/A | #N/A | #N/A | #N/A | #N/A | #N/A | #N/A | #N/A | #N/A | #N/A | #N/A | #N/A | #N/A | #N/A | #N/A | #N/A | #N/A | #N/A | #N/A
Q_srv_var | MWh/a | [5 empty] | #N/A
Combined demand
q_srv_i | kW | [6 empty] | 0 | 0 | 0 | 0 | 0 | 0 | 0 | 0 | 0 | 0 | 0 | 0 | 0 | 0 | 0 | 0 | 0 | 0 | 0 | 0 | 0 | 0 | 0 | 0 | 0 | 0 | 0 | 0 | 0 | 0 | 0 | 0 | 0 | 0 | 0 | 0 | 0 | 0 | 0 | 0 | 0 | 0 | 0 | 0 | 0 | 0 | 0 | 0 | 0 | 0 | 0 | 0 | 0 | 0 | 0 | 0 | 0 | 0 | 0 | 0 | 0 | 0 | 0 | 0 | 0 | 0
t_on_srv_i | h/d | [6 empty] | 0% | 0% | 0% | 0% | 0% | 0% | 0% | 0% | 0% | 0% | 0% | 0% | 0% | 0% | 0% | 0% | 0% | 0% | 0% | 0% | 0% | 0% | 0% | 0% | 0% | 0% | 0% | 0% | 0% | 0% | 0% | 0% | 0% | 0% | 0% | 0% | 0% | 0% | 0% | 0% | 0% | 0% | 0% | 0% | 0% | 0% | 0% | 0% | 0% | 0% | 0% | 0% | 0% | 0% | 0% | 0% | 0% | 0% | 0% | 0% | 0% | 0% | 0% | 0% | 0% | 0%
Q_srv_i | kWh | [6 empty] | #N/A | #N/A | #N/A | #N/A | #N/A | #N/A | #N/A | #N/A | #N/A | #N/A | #N/A | #N/A | #N/A | #N/A | #N/A | #N/A | #N/A | #N/A | #N/A | #N/A | #N/A | #N/A | #N/A | #N/A | #N/A | #N/A | #N/A | #N/A | #N/A | #N/A | #N/A | #N/A | #N/A | #N/A | #N/A | #N/A | #N/A | #N/A | #N/A | #N/A | #N/A | #N/A | #N/A | #N/A | #N/A | #N/A | #N/A | #N/A | #N/A | #N/A | #N/A | #N/A | #N/A | #N/A | #N/A | #N/A | #N/A | #N/A | #N/A | #N/A | #N/A | #N/A | #N/A | #N/A | #N/A | #N/A
bool_on_srv_i | - | [6 empty] | #N/A | #N/A | #N/A | #N/A | #N/A | #N/A | #N/A | #N/A | #N/A | #N/A | #N/A | #N/A | #N/A | #N/A | #N/A | #N/A | #N/A | #N/A | #N/A | #N/A | #N/A | #N/A | #N/A | #N/A | #N/A | #N/A | #N/A | #N/A | #N/A | #N/A | #N/A | #N/A | #N/A | #N/A | #N/A | #N/A | #N/A | #N/A | #N/A | #N/A | #N/A | #N/A | #N/A | #N/A | #N/A | #N/A | #N/A | #N/A | #N/A | #N/A | #N/A | #N/A | #N/A | #N/A | #N/A | #N/A | #N/A | #N/A | #N/A | #N/A | #N/A | #N/A | #N/A | #N/A | #N/A | #N/A
Defrosting evap. |  | 2 | f_defrost_aux_q | f_defrost_aux_el
f_defrost_aux_q | - | -50 | 0.5 | 0.25 |  |  | 0%
q_defrost_aux_n | kW | 0 | 0.5 | 0.125 |  |  | 0
q_defrost_aux_i | kWh | 8 | 0 | 0 |  |  |  | #N/A | #N/A | #N/A | #N/A | #N/A | #N/A | #N/A | #N/A | #N/A | #N/A | #N/A | #N/A | #N/A | #N/A | #N/A | #N/A | #N/A | #N/A | #N/A | #N/A | #N/A | #N/A | #N/A | #N/A | #N/A | #N/A | #N/A | #N/A | #N/A | #N/A | #N/A | #N/A | #N/A | #N/A | #N/A | #N/A | #N/A | #N/A | #N/A | #N/A | #N/A | #N/A | #N/A | #N/A | #N/A | #N/A | #N/A | #N/A | #N/A | #N/A | #N/A | #N/A | #N/A | #N/A | #N/A | #N/A | #N/A | #N/A | #N/A | #N/A | #N/A | #N/A | #N/A | #N/A | #N/A | #N/A
Q_defrost_aux_i | kWh | [6 empty] | #N/A | #N/A | #N/A | #N/A | #N/A | #N/A | #N/A | #N/A | #N/A | #N/A | #N/A | #N/A | #N/A | #N/A | #N/A | #N/A | #N/A | #N/A | #N/A | #N/A | #N/A | #N/A | #N/A | #N/A | #N/A | #N/A | #N/A | #N/A | #N/A | #N/A | #N/A | #N/A | #N/A | #N/A | #N/A | #N/A | #N/A | #N/A | #N/A | #N/A | #N/A | #N/A | #N/A | #N/A | #N/A | #N/A | #N/A | #N/A | #N/A | #N/A | #N/A | #N/A | #N/A | #N/A | #N/A | #N/A | #N/A | #N/A | #N/A | #N/A | #N/A | #N/A | #N/A | #N/A | #N/A | #N/A
Q_defrost_aux | MWh/a | [5 empty] | #N/A
f_defrost_aux_el | - | [5 empty] | 0%
e_defrost_aux_n | kW | [5 empty] | 0
e_defrost_aux_i | kW | [6 empty] | #N/A | #N/A | #N/A | #N/A | #N/A | #N/A | #N/A | #N/A | #N/A | #N/A | #N/A | #N/A | #N/A | #N/A | #N/A | #N/A | #N/A | #N/A | #N/A | #N/A | #N/A | #N/A | #N/A | #N/A | #N/A | #N/A | #N/A | #N/A | #N/A | #N/A | #N/A | #N/A | #N/A | #N/A | #N/A | #N/A | #N/A | #N/A | #N/A | #N/A | #N/A | #N/A | #N/A | #N/A | #N/A | #N/A | #N/A | #N/A | #N/A | #N/A | #N/A | #N/A | #N/A | #N/A | #N/A | #N/A | #N/A | #N/A | #N/A | #N/A | #N/A | #N/A | #N/A | #N/A | #N/A | #N/A
E_defrost_aux_i | kWh | [6 empty] | #N/A | #N/A | #N/A | #N/A | #N/A | #N/A | #N/A | #N/A | #N/A | #N/A | #N/A | #N/A | #N/A | #N/A | #N/A | #N/A | #N/A | #N/A | #N/A | #N/A | #N/A | #N/A | #N/A | #N/A | #N/A | #N/A | #N/A | #N/A | #N/A | #N/A | #N/A | #N/A | #N/A | #N/A | #N/A | #N/A | #N/A | #N/A | #N/A | #N/A | #N/A | #N/A | #N/A | #N/A | #N/A | #N/A | #N/A | #N/A | #N/A | #N/A | #N/A | #N/A | #N/A | #N/A | #N/A | #N/A | #N/A | #N/A | #N/A | #N/A | #N/A | #N/A | #N/A | #N/A | #N/A | #N/A
E_defrost_aux | MWh/a | [5 empty] | #N/A
Requird cooling
q_i | kW | [6 empty] | #N/A | #N/A | #N/A | #N/A | #N/A | #N/A | #N/A | #N/A | #N/A | #N/A | #N/A | #N/A | #N/A | #N/A | #N/A | #N/A | #N/A | #N/A | #N/A | #N/A | #N/A | #N/A | #N/A | #N/A | #N/A | #N/A | #N/A | #N/A | #N/A | #N/A | #N/A | #N/A | #N/A | #N/A | #N/A | #N/A | #N/A | #N/A | #N/A | #N/A | #N/A | #N/A | #N/A | #N/A | #N/A | #N/A | #N/A | #N/A | #N/A | #N/A | #N/A | #N/A | #N/A | #N/A | #N/A | #N/A | #N/A | #N/A | #N/A | #N/A | #N/A | #N/A | #N/A | #N/A | #N/A | #N/A
Q_i | kWh | [6 empty] | #N/A | #N/A | #N/A | #N/A | #N/A | #N/A | #N/A | #N/A | #N/A | #N/A | #N/A | #N/A | #N/A | #N/A | #N/A | #N/A | #N/A | #N/A | #N/A | #N/A | #N/A | #N/A | #N/A | #N/A | #N/A | #N/A | #N/A | #N/A | #N/A | #N/A | #N/A | #N/A | #N/A | #N/A | #N/A | #N/A | #N/A | #N/A | #N/A | #N/A | #N/A | #N/A | #N/A | #N/A | #N/A | #N/A | #N/A | #N/A | #N/A | #N/A | #N/A | #N/A | #N/A | #N/A | #N/A | #N/A | #N/A | #N/A | #N/A | #N/A | #N/A | #N/A | #N/A | #N/A | #N/A | #N/A
Q | MWh/a | [5 empty] | #N/A
tau_q | - | [6 empty] | #N/A | #N/A | #N/A | #N/A | #N/A | #N/A | #N/A | #N/A | #N/A | #N/A | #N/A | #N/A | #N/A | #N/A | #N/A | #N/A | #N/A | #N/A | #N/A | #N/A | #N/A | #N/A | #N/A | #N/A | #N/A | #N/A | #N/A | #N/A | #N/A | #N/A | #N/A | #N/A | #N/A | #N/A | #N/A | #N/A | #N/A | #N/A | #N/A | #N/A | #N/A | #N/A | #N/A | #N/A | #N/A | #N/A | #N/A | #N/A | #N/A | #N/A | #N/A | #N/A | #N/A | #N/A | #N/A | #N/A | #N/A | #N/A | #N/A | #N/A | #N/A | #N/A | #N/A | #N/A | #N/A | #N/A
Compressor
comp_eff | - |  |  |  |  | O13 | #N/A
-
-
Expansion
exp_type | [5 empty] | O12 | #N/A
-
-
Evaporator |  | #N/A |  | f_aux_el
dTemp_evap_min | °C | < 1995 | A | 5% | < 1995A | O17 |  | Luftkühler Temperaturdifferenz dt = t Luft (Eintritt Verdampfer) – to (Verdampfungstemperatur) | [11 empty] | Flüssigkeitskühler Temperaturdifferenz dt = t Kälteträger (Austritt Verdampfer) – to (Verdampfungstemperatur)
dTemp_evap_med | °C | 1995 - 2005 | A | 3.5% | 1995 - 2005A |  | 4
kA_cond | kW/K | > 2005 | A | 2% | > 2005A
Temp_evap_i | °C | < 1995 | W | 0% | < 1995W |  |  | #VALUE! | #VALUE! | #VALUE! | #VALUE! | #VALUE! | #VALUE! | #VALUE! | #VALUE! | #VALUE! | #VALUE! | #VALUE! | #VALUE! | #VALUE! | #VALUE! | #VALUE! | #VALUE! | #VALUE! | #VALUE! | #VALUE! | #VALUE! | #VALUE! | #VALUE! | #VALUE! | #VALUE! | #VALUE! | #VALUE! | #VALUE! | #VALUE! | #VALUE! | #VALUE! | #VALUE! | #VALUE! | #VALUE! | #VALUE! | #VALUE! | #VALUE! | #VALUE! | #VALUE! | #VALUE! | #VALUE! | #VALUE! | #VALUE! | #VALUE! | #VALUE! | #VALUE! | #VALUE! | #VALUE! | #VALUE! | #VALUE! | #VALUE! | #VALUE! | #VALUE! | #VALUE! | #VALUE! | #VALUE! | #VALUE! | #VALUE! | #VALUE! | #VALUE! | #VALUE! | #VALUE! | #VALUE! | #VALUE! | #VALUE! | #VALUE! | #VALUE!
Temp_evap_med_out_i | °C | 1995 - 2005 | W | 0% | 1995 - 2005W |  |  | #VALUE! | #VALUE! | #VALUE! | #VALUE! | #VALUE! | #VALUE! | #VALUE! | #VALUE! | #VALUE! | #VALUE! | #VALUE! | #VALUE! | #VALUE! | #VALUE! | #VALUE! | #VALUE! | #VALUE! | #VALUE! | #VALUE! | #VALUE! | #VALUE! | #VALUE! | #VALUE! | #VALUE! | #VALUE! | #VALUE! | #VALUE! | #VALUE! | #VALUE! | #VALUE! | #VALUE! | #VALUE! | #VALUE! | #VALUE! | #VALUE! | #VALUE! | #VALUE! | #VALUE! | #VALUE! | #VALUE! | #VALUE! | #VALUE! | #VALUE! | #VALUE! | #VALUE! | #VALUE! | #VALUE! | #VALUE! | #VALUE! | #VALUE! | #VALUE! | #VALUE! | #VALUE! | #VALUE! | #VALUE! | #VALUE! | #VALUE! | #VALUE! | #VALUE! | #VALUE! | #VALUE! | #VALUE! | #VALUE! | #VALUE! | #VALUE! | #VALUE!
Temp_evap_med_in_i | °C | > 2005 | W | 0% | > 2005W |  |  | #VALUE! | #VALUE! | #VALUE! | #VALUE! | #VALUE! | #VALUE! | #VALUE! | #VALUE! | #VALUE! | #VALUE! | #VALUE! | #VALUE! | #VALUE! | #VALUE! | #VALUE! | #VALUE! | #VALUE! | #VALUE! | #VALUE! | #VALUE! | #VALUE! | #VALUE! | #VALUE! | #VALUE! | #VALUE! | #VALUE! | #VALUE! | #VALUE! | #VALUE! | #VALUE! | #VALUE! | #VALUE! | #VALUE! | #VALUE! | #VALUE! | #VALUE! | #VALUE! | #VALUE! | #VALUE! | #VALUE! | #VALUE! | #VALUE! | #VALUE! | #VALUE! | #VALUE! | #VALUE! | #VALUE! | #VALUE! | #VALUE! | #VALUE! | #VALUE! | #VALUE! | #VALUE! | #VALUE! | #VALUE! | #VALUE! | #VALUE! | #VALUE! | #VALUE! | #VALUE! | #VALUE! | #VALUE! | #VALUE! | #VALUE! | #VALUE! | #VALUE!
C_evap_med_i | kW/K | [6 empty] | #VALUE! | #VALUE! | #VALUE! | #VALUE! | #VALUE! | #VALUE! | #VALUE! | #VALUE! | #VALUE! | #VALUE! | #VALUE! | #VALUE! | #VALUE! | #VALUE! | #VALUE! | #VALUE! | #VALUE! | #VALUE! | #VALUE! | #VALUE! | #VALUE! | #VALUE! | #VALUE! | #VALUE! | #VALUE! | #VALUE! | #VALUE! | #VALUE! | #VALUE! | #VALUE! | #VALUE! | #VALUE! | #VALUE! | #VALUE! | #VALUE! | #VALUE! | #VALUE! | #VALUE! | #VALUE! | #VALUE! | #VALUE! | #VALUE! | #VALUE! | #VALUE! | #VALUE! | #VALUE! | #VALUE! | #VALUE! | #VALUE! | #VALUE! | #VALUE! | #VALUE! | #VALUE! | #VALUE! | #VALUE! | #VALUE! | #VALUE! | #VALUE! | #VALUE! | #VALUE! | #VALUE! | #VALUE! | #VALUE! | #VALUE! | #VALUE! | #VALUE!
f_evap_aux_ctrl | - |  |  |  |  | O18 | #N/A
f_evap_aux_el | - | [5 empty] | #N/A
e_evap_aux_n | kW | [5 empty] | #N/A
e_evap_aux_i | kW | [6 empty] | #N/A | #N/A | #N/A | #N/A | #N/A | #N/A | #N/A | #N/A | #N/A | #N/A | #N/A | #N/A | #N/A | #N/A | #N/A | #N/A | #N/A | #N/A | #N/A | #N/A | #N/A | #N/A | #N/A | #N/A | #N/A | #N/A | #N/A | #N/A | #N/A | #N/A | #N/A | #N/A | #N/A | #N/A | #N/A | #N/A | #N/A | #N/A | #N/A | #N/A | #N/A | #N/A | #N/A | #N/A | #N/A | #N/A | #N/A | #N/A | #N/A | #N/A | #N/A | #N/A | #N/A | #N/A | #N/A | #N/A | #N/A | #N/A | #N/A | #N/A | #N/A | #N/A | #N/A | #N/A | #N/A | #N/A
E_evap_aux_i | kWh | [6 empty] | #N/A | #N/A | #N/A | #N/A | #N/A | #N/A | #N/A | #N/A | #N/A | #N/A | #N/A | #N/A | #N/A | #N/A | #N/A | #N/A | #N/A | #N/A | #N/A | #N/A | #N/A | #N/A | #N/A | #N/A | #N/A | #N/A | #N/A | #N/A | #N/A | #N/A | #N/A | #N/A | #N/A | #N/A | #N/A | #N/A | #N/A | #N/A | #N/A | #N/A | #N/A | #N/A | #N/A | #N/A | #N/A | #N/A | #N/A | #N/A | #N/A | #N/A | #N/A | #N/A | #N/A | #N/A | #N/A | #N/A | #N/A | #N/A | #N/A | #N/A | #N/A | #N/A | #N/A | #N/A | #N/A | #N/A
E_evap_aux | MWh/a | [5 empty] | #N/A
Condenser
dTemp_cond_min | °C | #N/A |  | f_aux_el |  | O23
dTemp_cond_med | °C | < 1995 | A | 5% | < 1995A | 61 | 2
bool_ac | - | 1995 - 2005 | A | 3.5% | 1995 - 2005A | O27 | 1
dTemp_ac_min | °C | > 2005 | A | 2% | > 2005A | O28 | 0 | -25 | -24 | -23 | -22 | -21 | -20 | -19 | -18 | -17 | -16 | -15 | -14 | -13 | -12 | -11 | -10 | -9 | -8 | -7 | -6 | -5 | -4 | -3 | -2 | -1 | 0 | 1 | 2 | 3 | 4 | 5 | 6 | 7 | 8 | 9 | 10 | 11 | 12 | 13 | 14 | 15 | 16 | 17 | 18 | 19 | 20 | 21 | 22 | 23 | 24 | 25 | 26 | 27 | 28 | 29 | 30 | 31 | 32 | 33 | 34 | 35 | 36 | 37 | 38 | 39 | 40
Temp_cond_i | °C | < 1995 | W | 0% | < 1995W |  |  | #N/A | #N/A | #N/A | #N/A | #N/A | #N/A | #N/A | #N/A | #N/A | #N/A | #N/A | #N/A | #N/A | #N/A | #N/A | #N/A | #N/A | #N/A | #N/A | #N/A | #N/A | #N/A | #N/A | #N/A | #N/A | #N/A | #N/A | #N/A | #N/A | #N/A | #N/A | #N/A | #N/A | #N/A | #N/A | #N/A | #N/A | #N/A | #N/A | #N/A | #N/A | #N/A | #N/A | #N/A | #N/A | #N/A | #N/A | #N/A | #N/A | #N/A | #N/A | #N/A | #N/A | #N/A | #N/A | #N/A | #N/A | #N/A | #N/A | #N/A | #N/A | #N/A | #N/A | #N/A | #N/A | #N/A
Temp_cond_med_out_i | °C | 1995 - 2005 | W | 0% | 1995 - 2005W |  |  | #N/A | #N/A | #N/A | #N/A | #N/A | #N/A | #N/A | #N/A | #N/A | #N/A | #N/A | #N/A | #N/A | #N/A | #N/A | #N/A | #N/A | #N/A | #N/A | #N/A | #N/A | #N/A | #N/A | #N/A | #N/A | #N/A | #N/A | #N/A | #N/A | #N/A | #N/A | #N/A | #N/A | #N/A | #N/A | #N/A | #N/A | #N/A | #N/A | #N/A | #N/A | #N/A | #N/A | #N/A | #N/A | #N/A | #N/A | #N/A | #N/A | #N/A | #N/A | #N/A | #N/A | #N/A | #N/A | #N/A | #N/A | #N/A | #N/A | #N/A | #N/A | #N/A | #N/A | #N/A | #N/A | #N/A
Temp_cond_med_in_i | °C | > 2005 | W | 0% | > 2005W |  |  | #N/A | #N/A | #N/A | #N/A | #N/A | #N/A | #N/A | #N/A | #N/A | #N/A | #N/A | #N/A | #N/A | #N/A | #N/A | #N/A | #N/A | #N/A | #N/A | #N/A | #N/A | #N/A | #N/A | #N/A | #N/A | #N/A | #N/A | #N/A | #N/A | #N/A | #N/A | #N/A | #N/A | #N/A | #N/A | #N/A | #N/A | #N/A | #N/A | #N/A | #N/A | #N/A | #N/A | #N/A | #N/A | #N/A | #N/A | #N/A | #N/A | #N/A | #N/A | #N/A | #N/A | #N/A | #N/A | #N/A | #N/A | #N/A | #N/A | #N/A | #N/A | #N/A | #N/A | #N/A | #N/A | #N/A
C_cond_med_i | kW/K | [6 empty] | #N/A | #N/A | #N/A | #N/A | #N/A | #N/A | #N/A | #N/A | #N/A | #N/A | #N/A | #N/A | #N/A | #N/A | #N/A | #N/A | #N/A | #N/A | #N/A | #N/A | #N/A | #N/A | #N/A | #N/A | #N/A | #N/A | #N/A | #N/A | #N/A | #N/A | #N/A | #N/A | #N/A | #N/A | #N/A | #N/A | #N/A | #N/A | #N/A | #N/A | #N/A | #N/A | #N/A | #N/A | #N/A | #N/A | #N/A | #N/A | #N/A | #N/A | #N/A | #N/A | #N/A | #N/A | #N/A | #N/A | #N/A | #N/A | #N/A | #N/A | #N/A | #N/A | #N/A | #N/A | #N/A | #N/A
f_cond_aux_ctrl | - |  |  |  |  | O24 | #N/A
f_cond_aux_el | - | [5 empty] | #N/A
e_cond_aux_n | kW | [5 empty] | #N/A
e_cond_aux_i | kW | [6 empty] | #N/A | #N/A | #N/A | #N/A | #N/A | #N/A | #N/A | #N/A | #N/A | #N/A | #N/A | #N/A | #N/A | #N/A | #N/A | #N/A | #N/A | #N/A | #N/A | #N/A | #N/A | #N/A | #N/A | #N/A | #N/A | #N/A | #N/A | #N/A | #N/A | #N/A | #N/A | #N/A | #N/A | #N/A | #N/A | #N/A | #N/A | #N/A | #N/A | #N/A | #N/A | #N/A | #N/A | #N/A | #N/A | #N/A | #N/A | #N/A | #N/A | #N/A | #N/A | #N/A | #N/A | #N/A | #N/A | #N/A | #N/A | #N/A | #N/A | #N/A | #N/A | #N/A | #N/A | #N/A | #N/A | #N/A
E_cond_aux_i | kWh | [6 empty] | #N/A | #N/A | #N/A | #N/A | #N/A | #N/A | #N/A | #N/A | #N/A | #N/A | #N/A | #N/A | #N/A | #N/A | #N/A | #N/A | #N/A | #N/A | #N/A | #N/A | #N/A | #N/A | #N/A | #N/A | #N/A | #N/A | #N/A | #N/A | #N/A | #N/A | #N/A | #N/A | #N/A | #N/A | #N/A | #N/A | #N/A | #N/A | #N/A | #N/A | #N/A | #N/A | #N/A | #N/A | #N/A | #N/A | #N/A | #N/A | #N/A | #N/A | #N/A | #N/A | #N/A | #N/A | #N/A | #N/A | #N/A | #N/A | #N/A | #N/A | #N/A | #N/A | #N/A | #N/A | #N/A | #N/A
E_cond_aux | MWh/a | [5 empty] | #N/A
Free-cooling
Installed | - |  |  |  |  | O10 | #N/A
q_fc_n | kW | [5 empty] | #VALUE!
Temp_sink_n | °C | [5 empty] | 35
dT_sink_n | °C | [5 empty] | 6
C_sink_n | kW/K | [5 empty] | #VALUE!
Temp_med_out_n | °C | [5 empty] | 42
dT_med_n | °C | [5 empty] | 4
C_med | kW/K | [5 empty] | #VALUE!
LMTD | °C | [5 empty] | 5.944
UA | kW/K | [5 empty] | #VALUE!
Temp_fc_sink_in_i | °C | [6 empty] | -25 | -24 | -23 | -22 | -21 | -20 | -19 | -18 | -17 | -16 | -15 | -14 | -13 | -12 | -11 | -10 | -9 | -8 | -7 | -6 | -5 | -4 | -3 | -2 | -1 | 0 | 1 | 2 | 3 | 4 | 5 | 6 | 7 | 8 | 9 | 10 | 11 | 12 | 13 | 14 | 15 | 16 | 17 | 18 | 19 | 20 | 21 | 22 | 23 | 24 | 25 | 26 | 27 | 28 | 29 | 30 | 31 | 32 | 33 | 34 | 35 | 36 | 37 | 38 | 39 | 40
Temp_fc_med_out_i | °C | [6 empty] | #VALUE! | #VALUE! | #VALUE! | #VALUE! | #VALUE! | #VALUE! | #VALUE! | #VALUE! | #VALUE! | #VALUE! | #VALUE! | #VALUE! | #VALUE! | #VALUE! | #VALUE! | #VALUE! | #VALUE! | #VALUE! | #VALUE! | #VALUE! | #VALUE! | #VALUE! | #VALUE! | #VALUE! | #VALUE! | #VALUE! | #VALUE! | #VALUE! | #VALUE! | #VALUE! | #VALUE! | #VALUE! | #VALUE! | #VALUE! | #VALUE! | #VALUE! | #VALUE! | #VALUE! | #VALUE! | #VALUE! | #VALUE! | #VALUE! | #VALUE! | #VALUE! | #VALUE! | #VALUE! | #VALUE! | #VALUE! | #VALUE! | #VALUE! | #VALUE! | #VALUE! | #VALUE! | #VALUE! | #VALUE! | #VALUE! | #VALUE! | #VALUE! | #VALUE! | #VALUE! | #VALUE! | #VALUE! | #VALUE! | #VALUE! | #VALUE! | #VALUE!
Temp_fc_med_in_i | °C | [6 empty] | #VALUE! | #VALUE! | #VALUE! | #VALUE! | #VALUE! | #VALUE! | #VALUE! | #VALUE! | #VALUE! | #VALUE! | #VALUE! | #VALUE! | #VALUE! | #VALUE! | #VALUE! | #VALUE! | #VALUE! | #VALUE! | #VALUE! | #VALUE! | #VALUE! | #VALUE! | #VALUE! | #VALUE! | #VALUE! | #VALUE! | #VALUE! | #VALUE! | #VALUE! | #VALUE! | #VALUE! | #VALUE! | #VALUE! | #VALUE! | #VALUE! | #VALUE! | #VALUE! | #VALUE! | #VALUE! | #VALUE! | #VALUE! | #VALUE! | #VALUE! | #VALUE! | #VALUE! | #VALUE! | #VALUE! | #VALUE! | #VALUE! | #VALUE! | #VALUE! | #VALUE! | #VALUE! | #VALUE! | #VALUE! | #VALUE! | #VALUE! | #VALUE! | #VALUE! | #VALUE! | #VALUE! | #VALUE! | #VALUE! | #VALUE! | #VALUE! | #VALUE!
Temp_sink_out_i | °C | [6 empty] | #VALUE! | #VALUE! | #VALUE! | #VALUE! | #VALUE! | #VALUE! | #VALUE! | #VALUE! | #VALUE! | #VALUE! | #VALUE! | #VALUE! | #VALUE! | #VALUE! | #VALUE! | #VALUE! | #VALUE! | #VALUE! | #VALUE! | #VALUE! | #VALUE! | #VALUE! | #VALUE! | #VALUE! | #VALUE! | #VALUE! | #VALUE! | #VALUE! | #VALUE! | #VALUE! | #VALUE! | #VALUE! | #VALUE! | #VALUE! | #VALUE! | #VALUE! | #VALUE! | #VALUE! | #VALUE! | #VALUE! | #VALUE! | #VALUE! | #VALUE! | #VALUE! | #VALUE! | #VALUE! | #VALUE! | #VALUE! | #VALUE! | #VALUE! | #VALUE! | #VALUE! | #VALUE! | #VALUE! | #VALUE! | #VALUE! | #VALUE! | #VALUE! | #VALUE! | #VALUE! | #VALUE! | #VALUE! | #VALUE! | #VALUE! | #VALUE! | #VALUE!
q_fc_demand_i | kW | [6 empty] | 0 | 0 | 0 | 0 | 0 | 0 | 0 | 0 | 0 | 0 | 0 | 0 | 0 | 0 | 0 | 0 | 0 | 0 | 0 | 0 | 0 | 0 | 0 | 0 | 0 | 0 | 0 | 0 | 0 | 0 | 0 | 0 | 0 | 0 | 0 | 0 | 0 | 0 | 0 | 0 | 0 | 0 | 0 | 0 | 0 | 0 | 0 | 0 | 0 | 0 | 0 | 0 | 0 | 0 | 0 | 0 | 0 | 0 | 0 | 0 | 0 | 0 | 0 | 0 | 0 | 0
q_fc_parallel_i | kW | [6 empty] | #N/A | #N/A | #N/A | #N/A | #N/A | #N/A | #N/A | #N/A | #N/A | #N/A | #N/A | #N/A | #N/A | #N/A | #N/A | #N/A | #N/A | #N/A | #N/A | #N/A | #N/A | #N/A | #N/A | #N/A | #N/A | #N/A | #N/A | #N/A | #N/A | #N/A | #N/A | #N/A | #N/A | #N/A | #N/A | #N/A | 0 | 0 | 0 | 0 | 0 | 0 | 0 | 0 | 0 | 0 | 0 | 0 | 0 | 0 | 0 | 0 | 0 | 0 | 0 | 0 | 0 | 0 | 0 | 0 | 0 | 0 | 0 | 0 | 0 | 0
q_fc_serie_i | kW | [6 empty] | 0 | 0 | 0 | 0 | 0 | 0 | 0 | 0 | 0 | 0 | 0 | 0 | 0 | 0 | 0 | 0 | 0 | 0 | 0 | 0 | 0 | 0 | 0 | 0 | 0 | 0 | 0 | 0 | 0 | 0 | 0 | 0 | 0 | 0 | 0 | 0 | #N/A | #N/A | #N/A | #N/A | #N/A | #N/A | #N/A | #N/A | #N/A | #N/A | #N/A | #N/A | #N/A | #N/A | #N/A | #N/A | #N/A | #N/A | #N/A | #N/A | #N/A | #N/A | #N/A | #N/A | #N/A | #N/A | #N/A | #N/A | #N/A | #N/A
Q_fc_i | kWh | [6 empty] | #N/A | #N/A | #N/A | #N/A | #N/A | #N/A | #N/A | #N/A | #N/A | #N/A | #N/A | #N/A | #N/A | #N/A | #N/A | #N/A | #N/A | #N/A | #N/A | #N/A | #N/A | #N/A | #N/A | #N/A | #N/A | #N/A | #N/A | #N/A | #N/A | #N/A | #N/A | #N/A | #N/A | #N/A | #N/A | #N/A | #N/A | #N/A | #N/A | #N/A | #N/A | #N/A | #N/A | #N/A | #N/A | #N/A | #N/A | #N/A | #N/A | #N/A | #N/A | #N/A | #N/A | #N/A | #N/A | #N/A | #N/A | #N/A | #N/A | #N/A | #N/A | #N/A | #N/A | #N/A | #N/A | #N/A
tau_fc_i | - | [6 empty] | 0% | 0% | 0% | 0% | 0% | 0% | 0% | 0% | 0% | 0% | 0% | 0% | 0% | 0% | 0% | 0% | 0% | 0% | 0% | 0% | 0% | 0% | 0% | 0% | 0% | 0% | 0% | 0% | 0% | 0% | 0% | 0% | 0% | 0% | 0% | 0% | 0% | 0% | 0% | 0% | 0% | 0% | 0% | 0% | 0% | 0% | 0% | 0% | 0% | 0% | 0% | 0% | 0% | 0% | 0% | 0% | 0% | 0% | 0% | 0% | 0% | 0% | 0% | 0% | 0% | 0%
f_fc_aux_ctrl | - | [5 empty] | VAR
f_fc_aux_el | - | [5 empty] | #N/A
e_fc_aux_n | kW | [5 empty] | #N/A
e_fc_aux_i | kW | [6 empty] | #N/A | #N/A | #N/A | #N/A | #N/A | #N/A | #N/A | #N/A | #N/A | #N/A | #N/A | #N/A | #N/A | #N/A | #N/A | #N/A | #N/A | #N/A | #N/A | #N/A | #N/A | #N/A | #N/A | #N/A | #N/A | #N/A | #N/A | #N/A | #N/A | #N/A | #N/A | #N/A | #N/A | #N/A | #N/A | #N/A | #N/A | #N/A | #N/A | #N/A | #N/A | #N/A | #N/A | #N/A | #N/A | #N/A | #N/A | #N/A | #N/A | #N/A | #N/A | #N/A | #N/A | #N/A | #N/A | #N/A | #N/A | #N/A | #N/A | #N/A | #N/A | #N/A | #N/A | #N/A | #N/A | #N/A
E_fc_aux_i | kWh | [6 empty] | #N/A | #N/A | #N/A | #N/A | #N/A | #N/A | #N/A | #N/A | #N/A | #N/A | #N/A | #N/A | #N/A | #N/A | #N/A | #N/A | #N/A | #N/A | #N/A | #N/A | #N/A | #N/A | #N/A | #N/A | #N/A | #N/A | #N/A | #N/A | #N/A | #N/A | #N/A | #N/A | #N/A | #N/A | #N/A | #N/A | #N/A | #N/A | #N/A | #N/A | #N/A | #N/A | #N/A | #N/A | #N/A | #N/A | #N/A | #N/A | #N/A | #N/A | #N/A | #N/A | #N/A | #N/A | #N/A | #N/A | #N/A | #N/A | #N/A | #N/A | #N/A | #N/A | #N/A | #N/A | #N/A | #N/A
E_fc_aux | MWh/a | [5 empty] | #N/A
Performance
EER_i | - | [6 empty] | #N/A | #N/A | #N/A | #N/A | #N/A | #N/A | #N/A | #N/A | #N/A | #N/A | #N/A | #N/A | #N/A | #N/A | #N/A | #N/A | #N/A | #N/A | #N/A | #N/A | #N/A | #N/A | #N/A | #N/A | #N/A | #N/A | #N/A | #N/A | #N/A | #N/A | #N/A | #N/A | #N/A | #N/A | #N/A | #N/A | #N/A | #N/A | #N/A | #N/A | #N/A | #N/A | #N/A | #N/A | #N/A | #N/A | #N/A | #N/A | #N/A | #N/A | #N/A | #N/A | #N/A | #N/A | #N/A | #N/A | #N/A | #N/A | #N/A | #N/A | #N/A | #N/A | #N/A | #N/A | #N/A | #N/A
Q_comp_i | kWh | [6 empty] | #N/A | #N/A | #N/A | #N/A | #N/A | #N/A | #N/A | #N/A | #N/A | #N/A | #N/A | #N/A | #N/A | #N/A | #N/A | #N/A | #N/A | #N/A | #N/A | #N/A | #N/A | #N/A | #N/A | #N/A | #N/A | #N/A | #N/A | #N/A | #N/A | #N/A | #N/A | #N/A | #N/A | #N/A | #N/A | #N/A | #N/A | #N/A | #N/A | #N/A | #N/A | #N/A | #N/A | #N/A | #N/A | #N/A | #N/A | #N/A | #N/A | #N/A | #N/A | #N/A | #N/A | #N/A | #N/A | #N/A | #N/A | #N/A | #N/A | #N/A | #N/A | #N/A | #N/A | #N/A | #N/A | #N/A
E_comp_i | kWh | [6 empty] | #N/A | #N/A | #N/A | #N/A | #N/A | #N/A | #N/A | #N/A | #N/A | #N/A | #N/A | #N/A | #N/A | #N/A | #N/A | #N/A | #N/A | #N/A | #N/A | #N/A | #N/A | #N/A | #N/A | #N/A | #N/A | #N/A | #N/A | #N/A | #N/A | #N/A | #N/A | #N/A | #N/A | #N/A | #N/A | #N/A | #N/A | #N/A | #N/A | #N/A | #N/A | #N/A | #N/A | #N/A | #N/A | #N/A | #N/A | #N/A | #N/A | #N/A | #N/A | #N/A | #N/A | #N/A | #N/A | #N/A | #N/A | #N/A | #N/A | #N/A | #N/A | #N/A | #N/A | #N/A | #N/A | #N/A
E_comp | MWh/a | [5 empty] | #N/A
[7 empty] | TOT | KM | FC
Q | MWh/a | [5 empty] | #N/A | #N/A | #N/A
E | MWh/a | [5 empty] | 0 | #N/A | #N/A
JAZ | - | [5 empty] | 0 | - | -
t_on_full | h/a | [5 empty] | #N/A

## B-5
|  |  |  | SHEET | CAL-5 | TEXT | Variable | row | def | B-3
1
Kältemaschine: | [5 empty] | 70
Allgemeine Angaben | [5 empty] | 71
Zustand | [5 empty] | 97 | Status | 0
Name (Marke, Modell) | [5 empty] | 72 | - | -
Nennkälteleistung (kW) | [5 empty] | 74 | - | - |  |  | Q_evap | 0
Baujahr | [5 empty] | 75 | - | - |  |  | Year | 0
Free-Cooling | [5 empty] | - | KM_Freecooling | 0 |  |  | Installed | #N/A
Kompression und Expansion | Standardwert |  |  |  |  | 98 | 105
Expansionsventil, Standard oder Eingabe | [5 empty] | 82 | KM_Druckregler | #N/A | 0 |  |  | #N/A
Verdichter, Standard oder Eingabe | [5 empty] | 83 | KM_Kompressor | #N/A | 0 |  |  | #N/A
Verdampfer | Standardwert |  |  |  |  | 92 | 105 |  |  |  |  | Evaporator | Selection | Is Air?
Übertragungsmedium | [5 empty] | 107 | KM_Medium | 0 |  |  |  | - | #NAME? | 0
Typ | [5 empty] | 79 | KM_Verdampfer | 0 |  |  |  |  | #NAME?
∆T, Standard oder Eingabe (K)** | [5 empty] | 94 | KM_Verdampfer | 0 |  |  |  |  | #NAME?
Regelung der Ventilatoren, Standard oder Eingabe | [5 empty] | 84 | KM_Ventilator | #N/A | 0 |  |  | #N/A
[7 empty] | KM_Verdampfer | 0
Verflüssiger | Standardwert |  |  |  |  | 91 | 105 |  |  |  |  | Condenser | Selection | Is Air?
Übertragungsmedium | [5 empty] | 107 | KM_Medium | 0 |  |  |  | - | #NAME? | 0
Typ | [5 empty] | 79 | KM_Verflüssiger | 0 |  |  |  |  | #NAME?
∆T, Standard oder Eingabe (K)* | [5 empty] | 109 | KM_Verflüssiger | 0 |  |  |  |  | #NAME?
Regelung der Ventilatoren, Standard oder Eingabe | [5 empty] | 84 | KM_Ventilator | #N/A | 0 |  |  | #N/A
[7 empty] | KM_Verflüssiger | 0
Rückkühler | Standardwert |  |  |  |  | 81 | 105 |  |  |  |  | Condenser | Selection | Is Air?
Typ | [5 empty] | 79 | KM_Rückkühler | 0 |  |  |  | 1 | - | -
∆T, Standard oder Eingabe (K)* | [5 empty] | 109 | KM_Rückkühler | 0 |  |  |  | 0
Regelung der Ventilatoren, Standard oder Eingabe | [5 empty] | 84 | KM_Ventilator | #N/A | 0 |  |  | #N/A
[7 empty] | KM_Rückkühler | 0
Beschreibung und Bemerkungen | [5 empty] | 106
Verbraucher | [5 empty] | 85
| Anwendungs-temperatur | Betriebs-stunden | Auslegung-Kühlleistung | Grund-kühlleistung |  |  | 86 | 87 | 89 | 88 |  |  | Selection
| °C | h/d | kW | % | [6 empty] | temp_sink | 0 | #NAME?
[7 empty] | Kältebedarf |  |  |  | t_day | 0 | #NAME?
Andere | [5 empty] | 90 |  |  |  |  | q_srv_n | 0 | #NAME?
Gesamt | 0 | 0 | 0 | 0% |  | 108 |  |  |  |  | q_srv_base | 0 | #NAME?
[11 empty] | ID | 9
Energiebilanz | [5 empty] | 95 | H
Betribesstunden (h/a) | #N/A |  |  |  |  | 100 | 146
Kälteproduktion (MWh/a) | #N/A |  |  |  |  | 102 | 143
Elektrizitätsbedarf (MWh/a) | 0 |  |  |  |  | 103 | 144
JAZ | 0 |  |  |  |  | 104 | 145
[12 empty] | 127 | 138
Belastungsrate | [5 empty] | 110 |  |  |  |  | I20:BV20 | I127:BV127 | I138:BV138 | I19:BV19
[11 empty] | Temp_amb | Q_fc | Q_km | bin
[11 empty] | -25 | #N/A | #N/A | #N/A
[11 empty] | -24 | #N/A | #N/A | #N/A
[11 empty] | -23 | #N/A | #N/A | #N/A
[11 empty] | -22 | #N/A | #N/A | #N/A
[11 empty] | -21 | #N/A | #N/A | #N/A
[11 empty] | -20 | #N/A | #N/A | #N/A
[11 empty] | -19 | #N/A | #N/A | #N/A
[11 empty] | -18 | #N/A | #N/A | #N/A
[11 empty] | -17 | #N/A | #N/A | #N/A
[11 empty] | -16 | #N/A | #N/A | #N/A
[11 empty] | -15 | #N/A | #N/A | #N/A
[11 empty] | -14 | #N/A | #N/A | #N/A
[11 empty] | -13 | #N/A | #N/A | #N/A
[11 empty] | -12 | #N/A | #N/A | #N/A
[11 empty] | -11 | #N/A | #N/A | #N/A
[11 empty] | -10 | #N/A | #N/A | #N/A
FC | Free-Cooling | [9 empty] | -9 | #N/A | #N/A | #N/A
CYCLE | Kältemaschine |  |  |  |  | 112 |  |  |  |  | -8 | #N/A | #N/A | #N/A
BIN | Bin-Dauer |  |  |  |  | 111 |  |  |  |  | -7 | #N/A | #N/A | #N/A
TEMP | Bin-Temperatur |  |  |  |  | 113 |  |  |  |  | -6 | #N/A | #N/A | #N/A
CP | Kälteproduktion |  |  |  |  | 114 |  |  |  |  | -5 | #N/A | #N/A | #N/A
[11 empty] | -4 | #N/A | #N/A | #N/A
[11 empty] | -3 | #N/A | #N/A | #N/A
[11 empty] | -2 | #N/A | #N/A | #N/A
[11 empty] | -1 | #N/A | #N/A | #N/A
[11 empty] | 0 | #N/A | #N/A | #N/A
[11 empty] | 1 | #N/A | #N/A | #N/A
[11 empty] | 2 | #N/A | #N/A | #N/A
[11 empty] | 3 | #N/A | #N/A | #N/A
[11 empty] | 4 | #N/A | #N/A | #N/A
[11 empty] | 5 | #N/A | #N/A | #N/A
[11 empty] | 6 | #N/A | #N/A | #N/A
[11 empty] | 7 | #N/A | #N/A | #N/A
[11 empty] | 8 | #N/A | #N/A | #N/A
[11 empty] | 9 | #N/A | #N/A | #N/A
[11 empty] | 10 | #N/A | #N/A | #N/A
[11 empty] | 11 | #N/A | #N/A | #N/A
[11 empty] | 12 | #N/A | #N/A | #N/A
[11 empty] | 13 | #N/A | #N/A | #N/A
[11 empty] | 14 | #N/A | #N/A | #N/A
[11 empty] | 15 | #N/A | #N/A | #N/A
[11 empty] | 16 | #N/A | #N/A | #N/A
[11 empty] | 17 | #N/A | #N/A | #N/A
[11 empty] | 18 | #N/A | #N/A | #N/A
[11 empty] | 19 | #N/A | #N/A | #N/A
[11 empty] | 20 | #N/A | #N/A | #N/A
[11 empty] | 21 | #N/A | #N/A | #N/A
[11 empty] | 22 | #N/A | #N/A | #N/A
[11 empty] | 23 | #N/A | #N/A | #N/A
[11 empty] | 24 | #N/A | #N/A | #N/A
[11 empty] | 25 | #N/A | #N/A | #N/A
[11 empty] | 26 | #N/A | #N/A | #N/A
[11 empty] | 27 | #N/A | #N/A | #N/A
[11 empty] | 28 | #N/A | #N/A | #N/A
[11 empty] | 29 | #N/A | #N/A | #N/A
[11 empty] | 30 | #N/A | #N/A | #N/A
[11 empty] | 31 | #N/A | #N/A | #N/A
[11 empty] | 32 | #N/A | #N/A | #N/A
[11 empty] | 33 | #N/A | #N/A | #N/A
[11 empty] | 34 | #N/A | #N/A | #N/A
[11 empty] | 35 | #N/A | #N/A | #N/A
[11 empty] | 36 | #N/A | #N/A | #N/A
[11 empty] | 37 | #N/A | #N/A | #N/A
[11 empty] | 38 | #N/A | #N/A | #N/A
[11 empty] | 39 | #N/A | #N/A | #N/A
[11 empty] | 40 | #N/A | #N/A | #N/A

## CAL-5 (hidden)
SHEET | B-5 |  |  |  |  | INDEX | Single Values
Technology
Year | - |  |  |  |  | O9 | 0
Condenser | - |  |  |  |  | O21 | -
Evaporator | - |  |  |  |  | O15 | -
Nominal conditions
T_hot | °C | [5 empty] | 35
T_cold | °C |  |  |  |  | O36 | 0
T_evap | °C | [5 empty] | #VALUE!
T_cond | °C | [5 empty] | #VALUE!
Q_evap | kW |  |  |  |  | O8 | 0
Q_cond | kW | [5 empty] | #VALUE!
EER | - | [5 empty] | #VALUE!
Station
Station_air | - |  |  |  |  | #N/A | -
Station_water | - |  |  |  |  | #N/A | -
BINs | [7 empty] | #N/A | #N/A | #N/A | #N/A | #N/A | #N/A | #N/A | #N/A | #N/A | #N/A | #N/A | #N/A | #N/A | #N/A | #N/A | #N/A | #N/A | #N/A | #N/A | #N/A | #N/A | #N/A | #N/A | #N/A | #N/A | #N/A | #N/A | #N/A | #N/A | #N/A | #N/A | #N/A | #N/A | #N/A | #N/A | #N/A | #N/A | #N/A | #N/A | #N/A | #N/A | #N/A | #N/A | #N/A | #N/A | #N/A | #N/A | #N/A | #N/A | #N/A | #N/A | #N/A | #N/A | #N/A | #N/A | #N/A | #N/A | #N/A | #N/A | #N/A | #N/A | #N/A | #N/A | #N/A | #N/A | #N/A
Temp_air_i | °C | [6 empty] | -25 | -24 | -23 | -22 | -21 | -20 | -19 | -18 | -17 | -16 | -15 | -14 | -13 | -12 | -11 | -10 | -9 | -8 | -7 | -6 | -5 | -4 | -3 | -2 | -1 | 0 | 1 | 2 | 3 | 4 | 5 | 6 | 7 | 8 | 9 | 10 | 11 | 12 | 13 | 14 | 15 | 16 | 17 | 18 | 19 | 20 | 21 | 22 | 23 | 24 | 25 | 26 | 27 | 28 | 29 | 30 | 31 | 32 | 33 | 34 | 35 | 36 | 37 | 38 | 39 | 40
Temp_water_i | °C | [6 empty] | #N/A | #N/A | #N/A | #N/A | #N/A | #N/A | #N/A | #N/A | #N/A | #N/A | #N/A | #N/A | #N/A | #N/A | #N/A | #N/A | #N/A | #N/A | #N/A | #N/A | #N/A | #N/A | #N/A | #N/A | #N/A | #N/A | #N/A | #N/A | #N/A | #N/A | #N/A | #N/A | #N/A | #N/A | #N/A | #N/A | #N/A | #N/A | #N/A | #N/A | #N/A | #N/A | #N/A | #N/A | #N/A | #N/A | #N/A | #N/A | #N/A | #N/A | #N/A | #N/A | #N/A | #N/A | #N/A | #N/A | #N/A | #N/A | #N/A | #N/A | #N/A | #N/A | #N/A | #N/A | #N/A | #N/A
Temp_src_i | °C | [6 empty] | #N/A | #N/A | #N/A | #N/A | #N/A | #N/A | #N/A | #N/A | #N/A | #N/A | #N/A | #N/A | #N/A | #N/A | #N/A | #N/A | #N/A | #N/A | #N/A | #N/A | #N/A | #N/A | #N/A | #N/A | #N/A | #N/A | #N/A | #N/A | #N/A | #N/A | #N/A | #N/A | #N/A | #N/A | #N/A | #N/A | #N/A | #N/A | #N/A | #N/A | #N/A | #N/A | #N/A | #N/A | #N/A | #N/A | #N/A | #N/A | #N/A | #N/A | #N/A | #N/A | #N/A | #N/A | #N/A | #N/A | #N/A | #N/A | #N/A | #N/A | #N/A | #N/A | #N/A | #N/A | #N/A | #N/A
Demand
q_srv_n | kW |  |  |  |  | O38 | 0
Q_srv | MWh/a | [5 empty] | - | not implemented
t_day | h/d |  |  |  |  | O37 | 0 | 0%
temp_sink_ctrl | - | [5 empty] | - | not implemented
temp_sink_i | °C | [6 empty] | 0 | 0 | 0 | 0 | 0 | 0 | 0 | 0 | 0 | 0 | 0 | 0 | 0 | 0 | 0 | 0 | 0 | 0 | 0 | 0 | 0 | 0 | 0 | 0 | 0 | 0 | 0 | 0 | 0 | 0 | 0 | 0 | 0 | 0 | 0 | 0 | 0 | 0 | 0 | 0 | 0 | 0 | 0 | 0 | 0 | 0 | 0 | 0 | 0 | 0 | 0 | 0 | 0 | 0 | 0 | 0 | 0 | 0 | 0 | 0 | 0 | 0 | 0 | 0 | 0 | 0
Base demand
q_srv_n_base | kW |  |  |  |  | O39 | 0
q_srv_base_i | kW | [6 empty] | 0 | 0 | 0 | 0 | 0 | 0 | 0 | 0 | 0 | 0 | 0 | 0 | 0 | 0 | 0 | 0 | 0 | 0 | 0 | 0 | 0 | 0 | 0 | 0 | 0 | 0 | 0 | 0 | 0 | 0 | 0 | 0 | 0 | 0 | 0 | 0 | 0 | 0 | 0 | 0 | 0 | 0 | 0 | 0 | 0 | 0 | 0 | 0 | 0 | 0 | 0 | 0 | 0 | 0 | 0 | 0 | 0 | 0 | 0 | 0 | 0 | 0 | 0 | 0 | 0 | 0
t_on_srv_base_i | h/d | [6 empty] | 0% | 0% | 0% | 0% | 0% | 0% | 0% | 0% | 0% | 0% | 0% | 0% | 0% | 0% | 0% | 0% | 0% | 0% | 0% | 0% | 0% | 0% | 0% | 0% | 0% | 0% | 0% | 0% | 0% | 0% | 0% | 0% | 0% | 0% | 0% | 0% | 0% | 0% | 0% | 0% | 0% | 0% | 0% | 0% | 0% | 0% | 0% | 0% | 0% | 0% | 0% | 0% | 0% | 0% | 0% | 0% | 0% | 0% | 0% | 0% | 0% | 0% | 0% | 0% | 0% | 0%
Q_srv_base_i | kWh | [6 empty] | #N/A | #N/A | #N/A | #N/A | #N/A | #N/A | #N/A | #N/A | #N/A | #N/A | #N/A | #N/A | #N/A | #N/A | #N/A | #N/A | #N/A | #N/A | #N/A | #N/A | #N/A | #N/A | #N/A | #N/A | #N/A | #N/A | #N/A | #N/A | #N/A | #N/A | #N/A | #N/A | #N/A | #N/A | #N/A | #N/A | #N/A | #N/A | #N/A | #N/A | #N/A | #N/A | #N/A | #N/A | #N/A | #N/A | #N/A | #N/A | #N/A | #N/A | #N/A | #N/A | #N/A | #N/A | #N/A | #N/A | #N/A | #N/A | #N/A | #N/A | #N/A | #N/A | #N/A | #N/A | #N/A | #N/A
Q_srv_base | MWh/a | [5 empty] | #N/A
Variable demand
temp_start | °C |  |  |  |  | O40 | 5
dT_gains | °C | [5 empty] | 0
q_srv_var | kW | [5 empty] | 0
tau_srv_var_i | - | [6 empty] | 0% | 0% | 0% | 0% | 0% | 0% | 0% | 0% | 0% | 0% | 0% | 0% | 0% | 0% | 0% | 0% | 0% | 0% | 0% | 0% | 0% | 0% | 0% | 0% | 0% | 0% | 0% | 0% | 0% | 0% | 0% | 3.333% | 6.667% | 10% | 13.33% | 16.67% | 20% | 23.33% | 26.67% | 30% | 33.33% | 36.67% | 40% | 43.33% | 46.67% | 50% | 53.33% | 56.67% | 60% | 63.33% | 66.67% | 70% | 73.33% | 76.67% | 80% | 83.33% | 86.67% | 90% | 93.33% | 96.67% | 100% | 103.3% | 106.7% | 110% | 113.3% | 116.7%
q_srv_var_i | kW | [6 empty] | 0 | 0 | 0 | 0 | 0 | 0 | 0 | 0 | 0 | 0 | 0 | 0 | 0 | 0 | 0 | 0 | 0 | 0 | 0 | 0 | 0 | 0 | 0 | 0 | 0 | 0 | 0 | 0 | 0 | 0 | 0 | 0 | 0 | 0 | 0 | 0 | 0 | 0 | 0 | 0 | 0 | 0 | 0 | 0 | 0 | 0 | 0 | 0 | 0 | 0 | 0 | 0 | 0 | 0 | 0 | 0 | 0 | 0 | 0 | 0 | 0 | 0 | 0 | 0 | 0 | 0
t_on_srv_var_i | h/d | [6 empty] | 0% | 0% | 0% | 0% | 0% | 0% | 0% | 0% | 0% | 0% | 0% | 0% | 0% | 0% | 0% | 0% | 0% | 0% | 0% | 0% | 0% | 0% | 0% | 0% | 0% | 0% | 0% | 0% | 0% | 0% | 0% | 0% | 0% | 0% | 0% | 0% | 0% | 0% | 0% | 0% | 0% | 0% | 0% | 0% | 0% | 0% | 0% | 0% | 0% | 0% | 0% | 0% | 0% | 0% | 0% | 0% | 0% | 0% | 0% | 0% | 0% | 0% | 0% | 0% | 0% | 0%
Q_srv_var_i | kWh | [6 empty] | #N/A | #N/A | #N/A | #N/A | #N/A | #N/A | #N/A | #N/A | #N/A | #N/A | #N/A | #N/A | #N/A | #N/A | #N/A | #N/A | #N/A | #N/A | #N/A | #N/A | #N/A | #N/A | #N/A | #N/A | #N/A | #N/A | #N/A | #N/A | #N/A | #N/A | #N/A | #N/A | #N/A | #N/A | #N/A | #N/A | #N/A | #N/A | #N/A | #N/A | #N/A | #N/A | #N/A | #N/A | #N/A | #N/A | #N/A | #N/A | #N/A | #N/A | #N/A | #N/A | #N/A | #N/A | #N/A | #N/A | #N/A | #N/A | #N/A | #N/A | #N/A | #N/A | #N/A | #N/A | #N/A | #N/A
Q_srv_var | MWh/a | [5 empty] | #N/A
Combined demand
q_srv_i | kW | [6 empty] | 0 | 0 | 0 | 0 | 0 | 0 | 0 | 0 | 0 | 0 | 0 | 0 | 0 | 0 | 0 | 0 | 0 | 0 | 0 | 0 | 0 | 0 | 0 | 0 | 0 | 0 | 0 | 0 | 0 | 0 | 0 | 0 | 0 | 0 | 0 | 0 | 0 | 0 | 0 | 0 | 0 | 0 | 0 | 0 | 0 | 0 | 0 | 0 | 0 | 0 | 0 | 0 | 0 | 0 | 0 | 0 | 0 | 0 | 0 | 0 | 0 | 0 | 0 | 0 | 0 | 0
t_on_srv_i | h/d | [6 empty] | 0% | 0% | 0% | 0% | 0% | 0% | 0% | 0% | 0% | 0% | 0% | 0% | 0% | 0% | 0% | 0% | 0% | 0% | 0% | 0% | 0% | 0% | 0% | 0% | 0% | 0% | 0% | 0% | 0% | 0% | 0% | 0% | 0% | 0% | 0% | 0% | 0% | 0% | 0% | 0% | 0% | 0% | 0% | 0% | 0% | 0% | 0% | 0% | 0% | 0% | 0% | 0% | 0% | 0% | 0% | 0% | 0% | 0% | 0% | 0% | 0% | 0% | 0% | 0% | 0% | 0%
Q_srv_i | kWh | [6 empty] | #N/A | #N/A | #N/A | #N/A | #N/A | #N/A | #N/A | #N/A | #N/A | #N/A | #N/A | #N/A | #N/A | #N/A | #N/A | #N/A | #N/A | #N/A | #N/A | #N/A | #N/A | #N/A | #N/A | #N/A | #N/A | #N/A | #N/A | #N/A | #N/A | #N/A | #N/A | #N/A | #N/A | #N/A | #N/A | #N/A | #N/A | #N/A | #N/A | #N/A | #N/A | #N/A | #N/A | #N/A | #N/A | #N/A | #N/A | #N/A | #N/A | #N/A | #N/A | #N/A | #N/A | #N/A | #N/A | #N/A | #N/A | #N/A | #N/A | #N/A | #N/A | #N/A | #N/A | #N/A | #N/A | #N/A
bool_on_srv_i | - | [6 empty] | #N/A | #N/A | #N/A | #N/A | #N/A | #N/A | #N/A | #N/A | #N/A | #N/A | #N/A | #N/A | #N/A | #N/A | #N/A | #N/A | #N/A | #N/A | #N/A | #N/A | #N/A | #N/A | #N/A | #N/A | #N/A | #N/A | #N/A | #N/A | #N/A | #N/A | #N/A | #N/A | #N/A | #N/A | #N/A | #N/A | #N/A | #N/A | #N/A | #N/A | #N/A | #N/A | #N/A | #N/A | #N/A | #N/A | #N/A | #N/A | #N/A | #N/A | #N/A | #N/A | #N/A | #N/A | #N/A | #N/A | #N/A | #N/A | #N/A | #N/A | #N/A | #N/A | #N/A | #N/A | #N/A | #N/A
Defrosting evap. |  | 2 | f_defrost_aux_q | f_defrost_aux_el
f_defrost_aux_q | - | -50 | 0.5 | 0.25 |  |  | 0%
q_defrost_aux_n | kW | 0 | 0.5 | 0.125 |  |  | 0
q_defrost_aux_i | kWh | 8 | 0 | 0 |  |  |  | #N/A | #N/A | #N/A | #N/A | #N/A | #N/A | #N/A | #N/A | #N/A | #N/A | #N/A | #N/A | #N/A | #N/A | #N/A | #N/A | #N/A | #N/A | #N/A | #N/A | #N/A | #N/A | #N/A | #N/A | #N/A | #N/A | #N/A | #N/A | #N/A | #N/A | #N/A | #N/A | #N/A | #N/A | #N/A | #N/A | #N/A | #N/A | #N/A | #N/A | #N/A | #N/A | #N/A | #N/A | #N/A | #N/A | #N/A | #N/A | #N/A | #N/A | #N/A | #N/A | #N/A | #N/A | #N/A | #N/A | #N/A | #N/A | #N/A | #N/A | #N/A | #N/A | #N/A | #N/A | #N/A | #N/A
Q_defrost_aux_i | kWh | [6 empty] | #N/A | #N/A | #N/A | #N/A | #N/A | #N/A | #N/A | #N/A | #N/A | #N/A | #N/A | #N/A | #N/A | #N/A | #N/A | #N/A | #N/A | #N/A | #N/A | #N/A | #N/A | #N/A | #N/A | #N/A | #N/A | #N/A | #N/A | #N/A | #N/A | #N/A | #N/A | #N/A | #N/A | #N/A | #N/A | #N/A | #N/A | #N/A | #N/A | #N/A | #N/A | #N/A | #N/A | #N/A | #N/A | #N/A | #N/A | #N/A | #N/A | #N/A | #N/A | #N/A | #N/A | #N/A | #N/A | #N/A | #N/A | #N/A | #N/A | #N/A | #N/A | #N/A | #N/A | #N/A | #N/A | #N/A
Q_defrost_aux | MWh/a | [5 empty] | #N/A
f_defrost_aux_el | - | [5 empty] | 0%
e_defrost_aux_n | kW | [5 empty] | 0
e_defrost_aux_i | kW | [6 empty] | #N/A | #N/A | #N/A | #N/A | #N/A | #N/A | #N/A | #N/A | #N/A | #N/A | #N/A | #N/A | #N/A | #N/A | #N/A | #N/A | #N/A | #N/A | #N/A | #N/A | #N/A | #N/A | #N/A | #N/A | #N/A | #N/A | #N/A | #N/A | #N/A | #N/A | #N/A | #N/A | #N/A | #N/A | #N/A | #N/A | #N/A | #N/A | #N/A | #N/A | #N/A | #N/A | #N/A | #N/A | #N/A | #N/A | #N/A | #N/A | #N/A | #N/A | #N/A | #N/A | #N/A | #N/A | #N/A | #N/A | #N/A | #N/A | #N/A | #N/A | #N/A | #N/A | #N/A | #N/A | #N/A | #N/A
E_defrost_aux_i | kWh | [6 empty] | #N/A | #N/A | #N/A | #N/A | #N/A | #N/A | #N/A | #N/A | #N/A | #N/A | #N/A | #N/A | #N/A | #N/A | #N/A | #N/A | #N/A | #N/A | #N/A | #N/A | #N/A | #N/A | #N/A | #N/A | #N/A | #N/A | #N/A | #N/A | #N/A | #N/A | #N/A | #N/A | #N/A | #N/A | #N/A | #N/A | #N/A | #N/A | #N/A | #N/A | #N/A | #N/A | #N/A | #N/A | #N/A | #N/A | #N/A | #N/A | #N/A | #N/A | #N/A | #N/A | #N/A | #N/A | #N/A | #N/A | #N/A | #N/A | #N/A | #N/A | #N/A | #N/A | #N/A | #N/A | #N/A | #N/A
E_defrost_aux | MWh/a | [5 empty] | #N/A
Requird cooling
q_i | kW | [6 empty] | #N/A | #N/A | #N/A | #N/A | #N/A | #N/A | #N/A | #N/A | #N/A | #N/A | #N/A | #N/A | #N/A | #N/A | #N/A | #N/A | #N/A | #N/A | #N/A | #N/A | #N/A | #N/A | #N/A | #N/A | #N/A | #N/A | #N/A | #N/A | #N/A | #N/A | #N/A | #N/A | #N/A | #N/A | #N/A | #N/A | #N/A | #N/A | #N/A | #N/A | #N/A | #N/A | #N/A | #N/A | #N/A | #N/A | #N/A | #N/A | #N/A | #N/A | #N/A | #N/A | #N/A | #N/A | #N/A | #N/A | #N/A | #N/A | #N/A | #N/A | #N/A | #N/A | #N/A | #N/A | #N/A | #N/A
Q_i | kWh | [6 empty] | #N/A | #N/A | #N/A | #N/A | #N/A | #N/A | #N/A | #N/A | #N/A | #N/A | #N/A | #N/A | #N/A | #N/A | #N/A | #N/A | #N/A | #N/A | #N/A | #N/A | #N/A | #N/A | #N/A | #N/A | #N/A | #N/A | #N/A | #N/A | #N/A | #N/A | #N/A | #N/A | #N/A | #N/A | #N/A | #N/A | #N/A | #N/A | #N/A | #N/A | #N/A | #N/A | #N/A | #N/A | #N/A | #N/A | #N/A | #N/A | #N/A | #N/A | #N/A | #N/A | #N/A | #N/A | #N/A | #N/A | #N/A | #N/A | #N/A | #N/A | #N/A | #N/A | #N/A | #N/A | #N/A | #N/A
Q | MWh/a | [5 empty] | #N/A
tau_q | - | [6 empty] | #N/A | #N/A | #N/A | #N/A | #N/A | #N/A | #N/A | #N/A | #N/A | #N/A | #N/A | #N/A | #N/A | #N/A | #N/A | #N/A | #N/A | #N/A | #N/A | #N/A | #N/A | #N/A | #N/A | #N/A | #N/A | #N/A | #N/A | #N/A | #N/A | #N/A | #N/A | #N/A | #N/A | #N/A | #N/A | #N/A | #N/A | #N/A | #N/A | #N/A | #N/A | #N/A | #N/A | #N/A | #N/A | #N/A | #N/A | #N/A | #N/A | #N/A | #N/A | #N/A | #N/A | #N/A | #N/A | #N/A | #N/A | #N/A | #N/A | #N/A | #N/A | #N/A | #N/A | #N/A | #N/A | #N/A
Compressor
comp_eff | - |  |  |  |  | O13 | #N/A
-
-
Expansion
exp_type | [5 empty] | O12 | #N/A
-
-
Evaporator |  | #N/A |  | f_aux_el
dTemp_evap_min | °C | < 1995 | A | 5% | < 1995A | O17 |  | Luftkühler Temperaturdifferenz dt = t Luft (Eintritt Verdampfer) – to (Verdampfungstemperatur) | [11 empty] | Flüssigkeitskühler Temperaturdifferenz dt = t Kälteträger (Austritt Verdampfer) – to (Verdampfungstemperatur)
dTemp_evap_med | °C | 1995 - 2005 | A | 3.5% | 1995 - 2005A |  | 4
kA_cond | kW/K | > 2005 | A | 2% | > 2005A
Temp_evap_i | °C | < 1995 | W | 0% | < 1995W |  |  | #VALUE! | #VALUE! | #VALUE! | #VALUE! | #VALUE! | #VALUE! | #VALUE! | #VALUE! | #VALUE! | #VALUE! | #VALUE! | #VALUE! | #VALUE! | #VALUE! | #VALUE! | #VALUE! | #VALUE! | #VALUE! | #VALUE! | #VALUE! | #VALUE! | #VALUE! | #VALUE! | #VALUE! | #VALUE! | #VALUE! | #VALUE! | #VALUE! | #VALUE! | #VALUE! | #VALUE! | #VALUE! | #VALUE! | #VALUE! | #VALUE! | #VALUE! | #VALUE! | #VALUE! | #VALUE! | #VALUE! | #VALUE! | #VALUE! | #VALUE! | #VALUE! | #VALUE! | #VALUE! | #VALUE! | #VALUE! | #VALUE! | #VALUE! | #VALUE! | #VALUE! | #VALUE! | #VALUE! | #VALUE! | #VALUE! | #VALUE! | #VALUE! | #VALUE! | #VALUE! | #VALUE! | #VALUE! | #VALUE! | #VALUE! | #VALUE! | #VALUE!
Temp_evap_med_out_i | °C | 1995 - 2005 | W | 0% | 1995 - 2005W |  |  | #VALUE! | #VALUE! | #VALUE! | #VALUE! | #VALUE! | #VALUE! | #VALUE! | #VALUE! | #VALUE! | #VALUE! | #VALUE! | #VALUE! | #VALUE! | #VALUE! | #VALUE! | #VALUE! | #VALUE! | #VALUE! | #VALUE! | #VALUE! | #VALUE! | #VALUE! | #VALUE! | #VALUE! | #VALUE! | #VALUE! | #VALUE! | #VALUE! | #VALUE! | #VALUE! | #VALUE! | #VALUE! | #VALUE! | #VALUE! | #VALUE! | #VALUE! | #VALUE! | #VALUE! | #VALUE! | #VALUE! | #VALUE! | #VALUE! | #VALUE! | #VALUE! | #VALUE! | #VALUE! | #VALUE! | #VALUE! | #VALUE! | #VALUE! | #VALUE! | #VALUE! | #VALUE! | #VALUE! | #VALUE! | #VALUE! | #VALUE! | #VALUE! | #VALUE! | #VALUE! | #VALUE! | #VALUE! | #VALUE! | #VALUE! | #VALUE! | #VALUE!
Temp_evap_med_in_i | °C | > 2005 | W | 0% | > 2005W |  |  | #VALUE! | #VALUE! | #VALUE! | #VALUE! | #VALUE! | #VALUE! | #VALUE! | #VALUE! | #VALUE! | #VALUE! | #VALUE! | #VALUE! | #VALUE! | #VALUE! | #VALUE! | #VALUE! | #VALUE! | #VALUE! | #VALUE! | #VALUE! | #VALUE! | #VALUE! | #VALUE! | #VALUE! | #VALUE! | #VALUE! | #VALUE! | #VALUE! | #VALUE! | #VALUE! | #VALUE! | #VALUE! | #VALUE! | #VALUE! | #VALUE! | #VALUE! | #VALUE! | #VALUE! | #VALUE! | #VALUE! | #VALUE! | #VALUE! | #VALUE! | #VALUE! | #VALUE! | #VALUE! | #VALUE! | #VALUE! | #VALUE! | #VALUE! | #VALUE! | #VALUE! | #VALUE! | #VALUE! | #VALUE! | #VALUE! | #VALUE! | #VALUE! | #VALUE! | #VALUE! | #VALUE! | #VALUE! | #VALUE! | #VALUE! | #VALUE! | #VALUE!
C_evap_med_i | kW/K | [6 empty] | #VALUE! | #VALUE! | #VALUE! | #VALUE! | #VALUE! | #VALUE! | #VALUE! | #VALUE! | #VALUE! | #VALUE! | #VALUE! | #VALUE! | #VALUE! | #VALUE! | #VALUE! | #VALUE! | #VALUE! | #VALUE! | #VALUE! | #VALUE! | #VALUE! | #VALUE! | #VALUE! | #VALUE! | #VALUE! | #VALUE! | #VALUE! | #VALUE! | #VALUE! | #VALUE! | #VALUE! | #VALUE! | #VALUE! | #VALUE! | #VALUE! | #VALUE! | #VALUE! | #VALUE! | #VALUE! | #VALUE! | #VALUE! | #VALUE! | #VALUE! | #VALUE! | #VALUE! | #VALUE! | #VALUE! | #VALUE! | #VALUE! | #VALUE! | #VALUE! | #VALUE! | #VALUE! | #VALUE! | #VALUE! | #VALUE! | #VALUE! | #VALUE! | #VALUE! | #VALUE! | #VALUE! | #VALUE! | #VALUE! | #VALUE! | #VALUE! | #VALUE!
f_evap_aux_ctrl | - |  |  |  |  | O18 | #N/A
f_evap_aux_el | - | [5 empty] | #N/A
e_evap_aux_n | kW | [5 empty] | #N/A
e_evap_aux_i | kW | [6 empty] | #N/A | #N/A | #N/A | #N/A | #N/A | #N/A | #N/A | #N/A | #N/A | #N/A | #N/A | #N/A | #N/A | #N/A | #N/A | #N/A | #N/A | #N/A | #N/A | #N/A | #N/A | #N/A | #N/A | #N/A | #N/A | #N/A | #N/A | #N/A | #N/A | #N/A | #N/A | #N/A | #N/A | #N/A | #N/A | #N/A | #N/A | #N/A | #N/A | #N/A | #N/A | #N/A | #N/A | #N/A | #N/A | #N/A | #N/A | #N/A | #N/A | #N/A | #N/A | #N/A | #N/A | #N/A | #N/A | #N/A | #N/A | #N/A | #N/A | #N/A | #N/A | #N/A | #N/A | #N/A | #N/A | #N/A
E_evap_aux_i | kWh | [6 empty] | #N/A | #N/A | #N/A | #N/A | #N/A | #N/A | #N/A | #N/A | #N/A | #N/A | #N/A | #N/A | #N/A | #N/A | #N/A | #N/A | #N/A | #N/A | #N/A | #N/A | #N/A | #N/A | #N/A | #N/A | #N/A | #N/A | #N/A | #N/A | #N/A | #N/A | #N/A | #N/A | #N/A | #N/A | #N/A | #N/A | #N/A | #N/A | #N/A | #N/A | #N/A | #N/A | #N/A | #N/A | #N/A | #N/A | #N/A | #N/A | #N/A | #N/A | #N/A | #N/A | #N/A | #N/A | #N/A | #N/A | #N/A | #N/A | #N/A | #N/A | #N/A | #N/A | #N/A | #N/A | #N/A | #N/A
E_evap_aux | MWh/a | [5 empty] | #N/A
Condenser
dTemp_cond_min | °C | #N/A |  | f_aux_el |  | O23
dTemp_cond_med | °C | < 1995 | A | 5% | < 1995A | 61 | 2
bool_ac | - | 1995 - 2005 | A | 3.5% | 1995 - 2005A | O27 | 1
dTemp_ac_min | °C | > 2005 | A | 2% | > 2005A | O28 | 0 | -25 | -24 | -23 | -22 | -21 | -20 | -19 | -18 | -17 | -16 | -15 | -14 | -13 | -12 | -11 | -10 | -9 | -8 | -7 | -6 | -5 | -4 | -3 | -2 | -1 | 0 | 1 | 2 | 3 | 4 | 5 | 6 | 7 | 8 | 9 | 10 | 11 | 12 | 13 | 14 | 15 | 16 | 17 | 18 | 19 | 20 | 21 | 22 | 23 | 24 | 25 | 26 | 27 | 28 | 29 | 30 | 31 | 32 | 33 | 34 | 35 | 36 | 37 | 38 | 39 | 40
Temp_cond_i | °C | < 1995 | W | 0% | < 1995W |  |  | #N/A | #N/A | #N/A | #N/A | #N/A | #N/A | #N/A | #N/A | #N/A | #N/A | #N/A | #N/A | #N/A | #N/A | #N/A | #N/A | #N/A | #N/A | #N/A | #N/A | #N/A | #N/A | #N/A | #N/A | #N/A | #N/A | #N/A | #N/A | #N/A | #N/A | #N/A | #N/A | #N/A | #N/A | #N/A | #N/A | #N/A | #N/A | #N/A | #N/A | #N/A | #N/A | #N/A | #N/A | #N/A | #N/A | #N/A | #N/A | #N/A | #N/A | #N/A | #N/A | #N/A | #N/A | #N/A | #N/A | #N/A | #N/A | #N/A | #N/A | #N/A | #N/A | #N/A | #N/A | #N/A | #N/A
Temp_cond_med_out_i | °C | 1995 - 2005 | W | 0% | 1995 - 2005W |  |  | #N/A | #N/A | #N/A | #N/A | #N/A | #N/A | #N/A | #N/A | #N/A | #N/A | #N/A | #N/A | #N/A | #N/A | #N/A | #N/A | #N/A | #N/A | #N/A | #N/A | #N/A | #N/A | #N/A | #N/A | #N/A | #N/A | #N/A | #N/A | #N/A | #N/A | #N/A | #N/A | #N/A | #N/A | #N/A | #N/A | #N/A | #N/A | #N/A | #N/A | #N/A | #N/A | #N/A | #N/A | #N/A | #N/A | #N/A | #N/A | #N/A | #N/A | #N/A | #N/A | #N/A | #N/A | #N/A | #N/A | #N/A | #N/A | #N/A | #N/A | #N/A | #N/A | #N/A | #N/A | #N/A | #N/A
Temp_cond_med_in_i | °C | > 2005 | W | 0% | > 2005W |  |  | #N/A | #N/A | #N/A | #N/A | #N/A | #N/A | #N/A | #N/A | #N/A | #N/A | #N/A | #N/A | #N/A | #N/A | #N/A | #N/A | #N/A | #N/A | #N/A | #N/A | #N/A | #N/A | #N/A | #N/A | #N/A | #N/A | #N/A | #N/A | #N/A | #N/A | #N/A | #N/A | #N/A | #N/A | #N/A | #N/A | #N/A | #N/A | #N/A | #N/A | #N/A | #N/A | #N/A | #N/A | #N/A | #N/A | #N/A | #N/A | #N/A | #N/A | #N/A | #N/A | #N/A | #N/A | #N/A | #N/A | #N/A | #N/A | #N/A | #N/A | #N/A | #N/A | #N/A | #N/A | #N/A | #N/A
C_cond_med_i | kW/K | [6 empty] | #N/A | #N/A | #N/A | #N/A | #N/A | #N/A | #N/A | #N/A | #N/A | #N/A | #N/A | #N/A | #N/A | #N/A | #N/A | #N/A | #N/A | #N/A | #N/A | #N/A | #N/A | #N/A | #N/A | #N/A | #N/A | #N/A | #N/A | #N/A | #N/A | #N/A | #N/A | #N/A | #N/A | #N/A | #N/A | #N/A | #N/A | #N/A | #N/A | #N/A | #N/A | #N/A | #N/A | #N/A | #N/A | #N/A | #N/A | #N/A | #N/A | #N/A | #N/A | #N/A | #N/A | #N/A | #N/A | #N/A | #N/A | #N/A | #N/A | #N/A | #N/A | #N/A | #N/A | #N/A | #N/A | #N/A
f_cond_aux_ctrl | - |  |  |  |  | O24 | #N/A
f_cond_aux_el | - | [5 empty] | #N/A
e_cond_aux_n | kW | [5 empty] | #N/A
e_cond_aux_i | kW | [6 empty] | #N/A | #N/A | #N/A | #N/A | #N/A | #N/A | #N/A | #N/A | #N/A | #N/A | #N/A | #N/A | #N/A | #N/A | #N/A | #N/A | #N/A | #N/A | #N/A | #N/A | #N/A | #N/A | #N/A | #N/A | #N/A | #N/A | #N/A | #N/A | #N/A | #N/A | #N/A | #N/A | #N/A | #N/A | #N/A | #N/A | #N/A | #N/A | #N/A | #N/A | #N/A | #N/A | #N/A | #N/A | #N/A | #N/A | #N/A | #N/A | #N/A | #N/A | #N/A | #N/A | #N/A | #N/A | #N/A | #N/A | #N/A | #N/A | #N/A | #N/A | #N/A | #N/A | #N/A | #N/A | #N/A | #N/A
E_cond_aux_i | kWh | [6 empty] | #N/A | #N/A | #N/A | #N/A | #N/A | #N/A | #N/A | #N/A | #N/A | #N/A | #N/A | #N/A | #N/A | #N/A | #N/A | #N/A | #N/A | #N/A | #N/A | #N/A | #N/A | #N/A | #N/A | #N/A | #N/A | #N/A | #N/A | #N/A | #N/A | #N/A | #N/A | #N/A | #N/A | #N/A | #N/A | #N/A | #N/A | #N/A | #N/A | #N/A | #N/A | #N/A | #N/A | #N/A | #N/A | #N/A | #N/A | #N/A | #N/A | #N/A | #N/A | #N/A | #N/A | #N/A | #N/A | #N/A | #N/A | #N/A | #N/A | #N/A | #N/A | #N/A | #N/A | #N/A | #N/A | #N/A
E_cond_aux | MWh/a | [5 empty] | #N/A
Free-cooling
Installed | - |  |  |  |  | O10 | #N/A
q_fc_n | kW | [5 empty] | #VALUE!
Temp_sink_n | °C | [5 empty] | 35
dT_sink_n | °C | [5 empty] | 6
C_sink_n | kW/K | [5 empty] | #VALUE!
Temp_med_out_n | °C | [5 empty] | 42
dT_med_n | °C | [5 empty] | 4
C_med | kW/K | [5 empty] | #VALUE!
LMTD | °C | [5 empty] | 5.944
UA | kW/K | [5 empty] | #VALUE!
Temp_fc_sink_in_i | °C | [6 empty] | -25 | -24 | -23 | -22 | -21 | -20 | -19 | -18 | -17 | -16 | -15 | -14 | -13 | -12 | -11 | -10 | -9 | -8 | -7 | -6 | -5 | -4 | -3 | -2 | -1 | 0 | 1 | 2 | 3 | 4 | 5 | 6 | 7 | 8 | 9 | 10 | 11 | 12 | 13 | 14 | 15 | 16 | 17 | 18 | 19 | 20 | 21 | 22 | 23 | 24 | 25 | 26 | 27 | 28 | 29 | 30 | 31 | 32 | 33 | 34 | 35 | 36 | 37 | 38 | 39 | 40
Temp_fc_med_out_i | °C | [6 empty] | #VALUE! | #VALUE! | #VALUE! | #VALUE! | #VALUE! | #VALUE! | #VALUE! | #VALUE! | #VALUE! | #VALUE! | #VALUE! | #VALUE! | #VALUE! | #VALUE! | #VALUE! | #VALUE! | #VALUE! | #VALUE! | #VALUE! | #VALUE! | #VALUE! | #VALUE! | #VALUE! | #VALUE! | #VALUE! | #VALUE! | #VALUE! | #VALUE! | #VALUE! | #VALUE! | #VALUE! | #VALUE! | #VALUE! | #VALUE! | #VALUE! | #VALUE! | #VALUE! | #VALUE! | #VALUE! | #VALUE! | #VALUE! | #VALUE! | #VALUE! | #VALUE! | #VALUE! | #VALUE! | #VALUE! | #VALUE! | #VALUE! | #VALUE! | #VALUE! | #VALUE! | #VALUE! | #VALUE! | #VALUE! | #VALUE! | #VALUE! | #VALUE! | #VALUE! | #VALUE! | #VALUE! | #VALUE! | #VALUE! | #VALUE! | #VALUE! | #VALUE!
Temp_fc_med_in_i | °C | [6 empty] | #VALUE! | #VALUE! | #VALUE! | #VALUE! | #VALUE! | #VALUE! | #VALUE! | #VALUE! | #VALUE! | #VALUE! | #VALUE! | #VALUE! | #VALUE! | #VALUE! | #VALUE! | #VALUE! | #VALUE! | #VALUE! | #VALUE! | #VALUE! | #VALUE! | #VALUE! | #VALUE! | #VALUE! | #VALUE! | #VALUE! | #VALUE! | #VALUE! | #VALUE! | #VALUE! | #VALUE! | #VALUE! | #VALUE! | #VALUE! | #VALUE! | #VALUE! | #VALUE! | #VALUE! | #VALUE! | #VALUE! | #VALUE! | #VALUE! | #VALUE! | #VALUE! | #VALUE! | #VALUE! | #VALUE! | #VALUE! | #VALUE! | #VALUE! | #VALUE! | #VALUE! | #VALUE! | #VALUE! | #VALUE! | #VALUE! | #VALUE! | #VALUE! | #VALUE! | #VALUE! | #VALUE! | #VALUE! | #VALUE! | #VALUE! | #VALUE! | #VALUE!
Temp_sink_out_i | °C | [6 empty] | #VALUE! | #VALUE! | #VALUE! | #VALUE! | #VALUE! | #VALUE! | #VALUE! | #VALUE! | #VALUE! | #VALUE! | #VALUE! | #VALUE! | #VALUE! | #VALUE! | #VALUE! | #VALUE! | #VALUE! | #VALUE! | #VALUE! | #VALUE! | #VALUE! | #VALUE! | #VALUE! | #VALUE! | #VALUE! | #VALUE! | #VALUE! | #VALUE! | #VALUE! | #VALUE! | #VALUE! | #VALUE! | #VALUE! | #VALUE! | #VALUE! | #VALUE! | #VALUE! | #VALUE! | #VALUE! | #VALUE! | #VALUE! | #VALUE! | #VALUE! | #VALUE! | #VALUE! | #VALUE! | #VALUE! | #VALUE! | #VALUE! | #VALUE! | #VALUE! | #VALUE! | #VALUE! | #VALUE! | #VALUE! | #VALUE! | #VALUE! | #VALUE! | #VALUE! | #VALUE! | #VALUE! | #VALUE! | #VALUE! | #VALUE! | #VALUE! | #VALUE!
q_fc_demand_i | kW | [6 empty] | 0 | 0 | 0 | 0 | 0 | 0 | 0 | 0 | 0 | 0 | 0 | 0 | 0 | 0 | 0 | 0 | 0 | 0 | 0 | 0 | 0 | 0 | 0 | 0 | 0 | 0 | 0 | 0 | 0 | 0 | 0 | 0 | 0 | 0 | 0 | 0 | 0 | 0 | 0 | 0 | 0 | 0 | 0 | 0 | 0 | 0 | 0 | 0 | 0 | 0 | 0 | 0 | 0 | 0 | 0 | 0 | 0 | 0 | 0 | 0 | 0 | 0 | 0 | 0 | 0 | 0
q_fc_parallel_i | kW | [6 empty] | #N/A | #N/A | #N/A | #N/A | #N/A | #N/A | #N/A | #N/A | #N/A | #N/A | #N/A | #N/A | #N/A | #N/A | #N/A | #N/A | #N/A | #N/A | #N/A | #N/A | #N/A | #N/A | #N/A | #N/A | #N/A | #N/A | #N/A | #N/A | #N/A | #N/A | #N/A | #N/A | #N/A | #N/A | #N/A | #N/A | 0 | 0 | 0 | 0 | 0 | 0 | 0 | 0 | 0 | 0 | 0 | 0 | 0 | 0 | 0 | 0 | 0 | 0 | 0 | 0 | 0 | 0 | 0 | 0 | 0 | 0 | 0 | 0 | 0 | 0
q_fc_serie_i | kW | [6 empty] | 0 | 0 | 0 | 0 | 0 | 0 | 0 | 0 | 0 | 0 | 0 | 0 | 0 | 0 | 0 | 0 | 0 | 0 | 0 | 0 | 0 | 0 | 0 | 0 | 0 | 0 | 0 | 0 | 0 | 0 | 0 | 0 | 0 | 0 | 0 | 0 | #N/A | #N/A | #N/A | #N/A | #N/A | #N/A | #N/A | #N/A | #N/A | #N/A | #N/A | #N/A | #N/A | #N/A | #N/A | #N/A | #N/A | #N/A | #N/A | #N/A | #N/A | #N/A | #N/A | #N/A | #N/A | #N/A | #N/A | #N/A | #N/A | #N/A
Q_fc_i | kWh | [6 empty] | #N/A | #N/A | #N/A | #N/A | #N/A | #N/A | #N/A | #N/A | #N/A | #N/A | #N/A | #N/A | #N/A | #N/A | #N/A | #N/A | #N/A | #N/A | #N/A | #N/A | #N/A | #N/A | #N/A | #N/A | #N/A | #N/A | #N/A | #N/A | #N/A | #N/A | #N/A | #N/A | #N/A | #N/A | #N/A | #N/A | #N/A | #N/A | #N/A | #N/A | #N/A | #N/A | #N/A | #N/A | #N/A | #N/A | #N/A | #N/A | #N/A | #N/A | #N/A | #N/A | #N/A | #N/A | #N/A | #N/A | #N/A | #N/A | #N/A | #N/A | #N/A | #N/A | #N/A | #N/A | #N/A | #N/A
tau_fc_i | - | [6 empty] | 0% | 0% | 0% | 0% | 0% | 0% | 0% | 0% | 0% | 0% | 0% | 0% | 0% | 0% | 0% | 0% | 0% | 0% | 0% | 0% | 0% | 0% | 0% | 0% | 0% | 0% | 0% | 0% | 0% | 0% | 0% | 0% | 0% | 0% | 0% | 0% | 0% | 0% | 0% | 0% | 0% | 0% | 0% | 0% | 0% | 0% | 0% | 0% | 0% | 0% | 0% | 0% | 0% | 0% | 0% | 0% | 0% | 0% | 0% | 0% | 0% | 0% | 0% | 0% | 0% | 0%
f_fc_aux_ctrl | - | [5 empty] | VAR
f_fc_aux_el | - | [5 empty] | #N/A
e_fc_aux_n | kW | [5 empty] | #N/A
e_fc_aux_i | kW | [6 empty] | #N/A | #N/A | #N/A | #N/A | #N/A | #N/A | #N/A | #N/A | #N/A | #N/A | #N/A | #N/A | #N/A | #N/A | #N/A | #N/A | #N/A | #N/A | #N/A | #N/A | #N/A | #N/A | #N/A | #N/A | #N/A | #N/A | #N/A | #N/A | #N/A | #N/A | #N/A | #N/A | #N/A | #N/A | #N/A | #N/A | #N/A | #N/A | #N/A | #N/A | #N/A | #N/A | #N/A | #N/A | #N/A | #N/A | #N/A | #N/A | #N/A | #N/A | #N/A | #N/A | #N/A | #N/A | #N/A | #N/A | #N/A | #N/A | #N/A | #N/A | #N/A | #N/A | #N/A | #N/A | #N/A | #N/A
E_fc_aux_i | kWh | [6 empty] | #N/A | #N/A | #N/A | #N/A | #N/A | #N/A | #N/A | #N/A | #N/A | #N/A | #N/A | #N/A | #N/A | #N/A | #N/A | #N/A | #N/A | #N/A | #N/A | #N/A | #N/A | #N/A | #N/A | #N/A | #N/A | #N/A | #N/A | #N/A | #N/A | #N/A | #N/A | #N/A | #N/A | #N/A | #N/A | #N/A | #N/A | #N/A | #N/A | #N/A | #N/A | #N/A | #N/A | #N/A | #N/A | #N/A | #N/A | #N/A | #N/A | #N/A | #N/A | #N/A | #N/A | #N/A | #N/A | #N/A | #N/A | #N/A | #N/A | #N/A | #N/A | #N/A | #N/A | #N/A | #N/A | #N/A
E_fc_aux | MWh/a | [5 empty] | #N/A
Performance
EER_i | - | [6 empty] | #N/A | #N/A | #N/A | #N/A | #N/A | #N/A | #N/A | #N/A | #N/A | #N/A | #N/A | #N/A | #N/A | #N/A | #N/A | #N/A | #N/A | #N/A | #N/A | #N/A | #N/A | #N/A | #N/A | #N/A | #N/A | #N/A | #N/A | #N/A | #N/A | #N/A | #N/A | #N/A | #N/A | #N/A | #N/A | #N/A | #N/A | #N/A | #N/A | #N/A | #N/A | #N/A | #N/A | #N/A | #N/A | #N/A | #N/A | #N/A | #N/A | #N/A | #N/A | #N/A | #N/A | #N/A | #N/A | #N/A | #N/A | #N/A | #N/A | #N/A | #N/A | #N/A | #N/A | #N/A | #N/A | #N/A
Q_comp_i | kWh | [6 empty] | #N/A | #N/A | #N/A | #N/A | #N/A | #N/A | #N/A | #N/A | #N/A | #N/A | #N/A | #N/A | #N/A | #N/A | #N/A | #N/A | #N/A | #N/A | #N/A | #N/A | #N/A | #N/A | #N/A | #N/A | #N/A | #N/A | #N/A | #N/A | #N/A | #N/A | #N/A | #N/A | #N/A | #N/A | #N/A | #N/A | #N/A | #N/A | #N/A | #N/A | #N/A | #N/A | #N/A | #N/A | #N/A | #N/A | #N/A | #N/A | #N/A | #N/A | #N/A | #N/A | #N/A | #N/A | #N/A | #N/A | #N/A | #N/A | #N/A | #N/A | #N/A | #N/A | #N/A | #N/A | #N/A | #N/A
E_comp_i | kWh | [6 empty] | #N/A | #N/A | #N/A | #N/A | #N/A | #N/A | #N/A | #N/A | #N/A | #N/A | #N/A | #N/A | #N/A | #N/A | #N/A | #N/A | #N/A | #N/A | #N/A | #N/A | #N/A | #N/A | #N/A | #N/A | #N/A | #N/A | #N/A | #N/A | #N/A | #N/A | #N/A | #N/A | #N/A | #N/A | #N/A | #N/A | #N/A | #N/A | #N/A | #N/A | #N/A | #N/A | #N/A | #N/A | #N/A | #N/A | #N/A | #N/A | #N/A | #N/A | #N/A | #N/A | #N/A | #N/A | #N/A | #N/A | #N/A | #N/A | #N/A | #N/A | #N/A | #N/A | #N/A | #N/A | #N/A | #N/A
E_comp | MWh/a | [5 empty] | #N/A
[7 empty] | TOT | KM | FC
Q | MWh/a | [5 empty] | #N/A | #N/A | #N/A
E | MWh/a | [5 empty] | 0 | #N/A | #N/A
JAZ | - | [5 empty] | 0 | - | -
t_on_full | h/a | [5 empty] | #N/A

## _Loc (hidden)
PLZ | Ortschaftsname | Gemeindename | Kantonskürzel | Gemeindename*
8914 | Aeugst am Albis | Aeugst am Albis | ZH | #NAME?
8914 | Aeugstertal | Aeugst am Albis | ZH | #NAME?
8909 | Zwillikon | Affoltern am Albis | ZH | #NAME?
8910 | Affoltern am Albis | Affoltern am Albis | ZH | #NAME?
8906 | Bonstetten | Bonstetten | ZH | #NAME?
8915 | Hausen am Albis | Hausen am Albis | ZH | #NAME?
8925 | Ebertswil | Hausen am Albis | ZH | #NAME?
8908 | Hedingen | Hedingen | ZH | #NAME?
8926 | Kappel am Albis | Kappel am Albis | ZH | #NAME?
8926 | Hauptikon | Kappel am Albis | ZH | #NAME?
8926 | Uerzlikon | Kappel am Albis | ZH | #NAME?
8934 | Knonau | Knonau | ZH | #NAME?
8933 | Maschwanden | Maschwanden | ZH | #NAME?
8932 | Mettmenstetten | Mettmenstetten | ZH | #NAME?
8912 | Obfelden | Obfelden | ZH | #NAME?
8913 | Ottenbach | Ottenbach | ZH | #NAME?
8911 | Rifferswil | Rifferswil | ZH | #NAME?
8143 | Stallikon | Stallikon | ZH | #NAME?
8143 | Uetliberg | Stallikon | ZH | #NAME?
8907 | Wettswil | Wettswil am Albis | ZH | #NAME?
8452 | Adlikon b. Andelfingen | Adlikon | ZH | #NAME?
8463 | Benken ZH | Benken (ZH) | ZH | #NAME?
8415 | Berg am Irchel | Berg am Irchel | ZH | #NAME?
8415 | Gräslikon | Berg am Irchel | ZH | #NAME?
8414 | Buch am Irchel | Buch am Irchel | ZH | #NAME?
8447 | Dachsen | Dachsen | ZH | #NAME?
8458 | Dorf | Dorf | ZH | #NAME?
8245 | Feuerthalen | Feuerthalen | ZH | #NAME?
8246 | Langwiesen | Feuerthalen | ZH | #NAME?
8416 | Flaach | Flaach | ZH | #NAME?
8247 | Flurlingen | Flurlingen | ZH | #NAME?
8450 | Andelfingen | Andelfingen | ZH | #NAME?
8444 | Henggart | Henggart | ZH | #NAME?
8457 | Humlikon | Humlikon | ZH | #NAME?
8451 | Kleinandelfingen | Kleinandelfingen | ZH | #NAME?
8453 | Alten | Kleinandelfingen | ZH | #NAME?
8461 | Oerlingen | Kleinandelfingen | ZH | #NAME?
8212 | Nohl | Laufen-Uhwiesen | ZH | #NAME?
8248 | Uhwiesen | Laufen-Uhwiesen | ZH | #NAME?
8460 | Marthalen | Marthalen | ZH | #NAME?
8464 | Ellikon am Rhein | Marthalen | ZH | #NAME?
8475 | Ossingen | Ossingen | ZH | #NAME?
8462 | Rheinau | Rheinau | ZH | #NAME?
8478 | Thalheim an der Thur | Thalheim an der Thur | ZH | #NAME?
8465 | Rudolfingen | Trüllikon | ZH | #NAME?
8465 | Wildensbuch | Trüllikon | ZH | #NAME?
8466 | Trüllikon | Trüllikon | ZH | #NAME?
8467 | Truttikon | Truttikon | ZH | #NAME?
8459 | Volken | Volken | ZH | #NAME?
8184 | Bachenbülach | Bachenbülach | ZH | #NAME?
8303 | Bassersdorf | Bassersdorf | ZH | #NAME?
8180 | Bülach | Bülach | ZH | #NAME?
8305 | Dietlikon | Dietlikon | ZH | #NAME?
8193 | Eglisau | Eglisau | ZH | #NAME?
8424 | Embrach | Embrach | ZH | #NAME?
8427 | Freienstein | Freienstein-Teufen | ZH | #NAME?
8428 | Teufen ZH | Freienstein-Teufen | ZH | #NAME?
8192 | Glattfelden | Glattfelden | ZH | #NAME?
8192 | Zweidlen | Glattfelden | ZH | #NAME?
8182 | Hochfelden | Hochfelden | ZH | #NAME?
8181 | Höri | Höri | ZH | #NAME?
8194 | Hüntwangen | Hüntwangen | ZH | #NAME?
8302 | Kloten | Kloten | ZH | #NAME?
8426 | Lufingen | Lufingen | ZH | #NAME?
8309 | Nürensdorf | Nürensdorf | ZH | #NAME?
8425 | Oberembrach | Oberembrach | ZH | #NAME?
8152 | Glattbrugg | Opfikon | ZH | #NAME?
8152 | Opfikon | Opfikon | ZH | #NAME?
8152 | Glattpark (Opfikon) | Opfikon | ZH | #NAME?
8197 | Rafz | Rafz | ZH | #NAME?
8427 | Rorbas | Rorbas | ZH | #NAME?
8304 | Wallisellen | Wallisellen | ZH | #NAME?
8195 | Wasterkingen | Wasterkingen | ZH | #NAME?
8196 | Wil ZH | Wil (ZH) | ZH | #NAME?
8185 | Winkel | Winkel | ZH | #NAME?
8164 | Bachs | Bachs | ZH | #NAME?
8113 | Boppelsen | Boppelsen | ZH | #NAME?
8107 | Buchs ZH | Buchs (ZH) | ZH | #NAME?
8108 | Dällikon | Dällikon | ZH | #NAME?
8114 | Dänikon ZH | Dänikon | ZH | #NAME?
8157 | Dielsdorf | Dielsdorf | ZH | #NAME?
8115 | Hüttikon | Hüttikon | ZH | #NAME?
8173 | Neerach | Neerach | ZH | #NAME?
8172 | Niederglatt ZH | Niederglatt | ZH | #NAME?
8155 | Niederhasli | Niederhasli | ZH | #NAME?
8155 | Nassenwil | Niederhasli | ZH | #NAME?
8156 | Oberhasli | Niederhasli | ZH | #NAME?
8166 | Niederweningen | Niederweningen | ZH | #NAME?
8154 | Oberglatt ZH | Oberglatt | ZH | #NAME?
8165 | Oberweningen | Oberweningen | ZH | #NAME?
8112 | Otelfingen | Otelfingen | ZH | #NAME?
8158 | Regensberg | Regensberg | ZH | #NAME?
8105 | Regensdorf | Regensdorf | ZH | #NAME?
8105 | Watt | Regensdorf | ZH | #NAME?
8106 | Adlikon b. Regensdorf | Regensdorf | ZH | #NAME?
8153 | Rümlang | Rümlang | ZH | #NAME?
8165 | Schleinikon | Schleinikon | ZH | #NAME?
8165 | Schöfflisdorf | Schöfflisdorf | ZH | #NAME?
8174 | Stadel b. Niederglatt | Stadel | ZH | #NAME?
8175 | Windlach | Stadel | ZH | #NAME?
8162 | Steinmaur | Steinmaur | ZH | #NAME?
8162 | Sünikon | Steinmaur | ZH | #NAME?
8187 | Weiach | Weiach | ZH | #NAME?
8344 | Bäretswil | Bäretswil | ZH | #NAME?
8345 | Adetswil | Bäretswil | ZH | #NAME?
8608 | Bubikon | Bubikon | ZH | #NAME?
8633 | Wolfhausen | Bubikon | ZH | #NAME?
8632 | Tann | Dürnten | ZH | #NAME?
8635 | Dürnten | Dürnten | ZH | #NAME?
8496 | Steg im Tösstal | Fischenthal | ZH | #NAME?
8497 | Fischenthal | Fischenthal | ZH | #NAME?
8498 | Gibswil | Fischenthal | ZH | #NAME?
8614 | Bertschikon (Gossau ZH) | Gossau (ZH) | ZH | #NAME?
8624 | Grüt (Gossau ZH) | Gossau (ZH) | ZH | #NAME?
8625 | Gossau ZH | Gossau (ZH) | ZH | #NAME?
8626 | Ottikon (Gossau ZH) | Gossau (ZH) | ZH | #NAME?
8627 | Grüningen | Grüningen | ZH | #NAME?
8340 | Hinwil | Hinwil | ZH | #NAME?
8342 | Wernetshausen | Hinwil | ZH | #NAME?
8630 | Rüti ZH | Rüti (ZH) | ZH | #NAME?
8607 | Aathal-Seegräben | Seegräben | ZH | #NAME?
8636 | Wald ZH | Wald (ZH) | ZH | #NAME?
8637 | Laupen ZH | Wald (ZH) | ZH | #NAME?
8620 | Wetzikon ZH | Wetzikon (ZH) | ZH | #NAME?
8623 | Wetzikon ZH | Wetzikon (ZH) | ZH | #NAME?
8134 | Adliswil | Adliswil | ZH | #NAME?
8802 | Kilchberg ZH | Kilchberg (ZH) | ZH | #NAME?
8135 | Langnau am Albis | Langnau am Albis | ZH | #NAME?
8942 | Oberrieden | Oberrieden | ZH | #NAME?
8805 | Richterswil | Richterswil | ZH | #NAME?
8833 | Samstagern | Richterswil | ZH | #NAME?
8803 | Rüschlikon | Rüschlikon | ZH | #NAME?
8136 | Gattikon | Thalwil | ZH | #NAME?
8800 | Thalwil | Thalwil | ZH | #NAME?
8703 | Erlenbach ZH | Erlenbach (ZH) | ZH | #NAME?
8704 | Herrliberg | Herrliberg | ZH | #NAME?
8634 | Hombrechtikon | Hombrechtikon | ZH | #NAME?
8714 | Feldbach | Hombrechtikon | ZH | #NAME?
8127 | Forch | Küsnacht (ZH) | ZH | #NAME?
8700 | Küsnacht ZH | Küsnacht (ZH) | ZH | #NAME?
8708 | Männedorf | Männedorf | ZH | #NAME?
8706 | Meilen | Meilen | ZH | #NAME?
8618 | Oetwil am See | Oetwil am See | ZH | #NAME?
8712 | Stäfa | Stäfa | ZH | #NAME?
8713 | Uerikon | Stäfa | ZH | #NAME?
8707 | Uetikon am See | Uetikon am See | ZH | #NAME?
8126 | Zumikon | Zumikon | ZH | #NAME?
8125 | Zollikerberg | Zollikon | ZH | #NAME?
8702 | Zollikon | Zollikon | ZH | #NAME?
8320 | Fehraltorf | Fehraltorf | ZH | #NAME?
8335 | Hittnau | Hittnau | ZH | #NAME?
8310 | Kemptthal | Lindau | ZH | #NAME?
8310 | Grafstal | Lindau | ZH | #NAME?
8312 | Winterberg ZH | Lindau | ZH | #NAME?
8315 | Lindau | Lindau | ZH | #NAME?
8317 | Tagelswangen | Lindau | ZH | #NAME?
8330 | Pfäffikon ZH | Pfäffikon | ZH | #NAME?
8331 | Auslikon | Pfäffikon | ZH | #NAME?
8322 | Madetswil | Russikon | ZH | #NAME?
8322 | Gündisau | Russikon | ZH | #NAME?
8332 | Russikon | Russikon | ZH | #NAME?
8332 | Rumlikon | Russikon | ZH | #NAME?
8484 | Weisslingen | Weisslingen | ZH | #NAME?
8484 | Neschwil | Weisslingen | ZH | #NAME?
8484 | Theilingen | Weisslingen | ZH | #NAME?
8492 | Wila | Wila | ZH | #NAME?
8489 | Wildberg | Wildberg | ZH | #NAME?
8489 | Schalchen | Wildberg | ZH | #NAME?
8489 | Ehrikon | Wildberg | ZH | #NAME?
8044 | Gockhausen | Dübendorf | ZH | #NAME?
8600 | Dübendorf | Dübendorf | ZH | #NAME?
8132 | Egg b. Zürich | Egg | ZH | #NAME?
8132 | Hinteregg | Egg | ZH | #NAME?
8133 | Esslingen | Egg | ZH | #NAME?
8117 | Fällanden | Fällanden | ZH | #NAME?
8118 | Pfaffhausen | Fällanden | ZH | #NAME?
8121 | Benglen | Fällanden | ZH | #NAME?
8606 | Greifensee | Greifensee | ZH | #NAME?
8122 | Binz | Maur | ZH | #NAME?
8123 | Ebmatingen | Maur | ZH | #NAME?
8124 | Maur | Maur | ZH | #NAME?
8617 | Mönchaltorf | Mönchaltorf | ZH | #NAME?
8603 | Schwerzenbach | Schwerzenbach | ZH | #NAME?
8606 | Nänikon | Uster | ZH | #NAME?
8610 | Uster | Uster | ZH | #NAME?
8614 | Sulzbach | Uster | ZH | #NAME?
8615 | Wermatswil | Uster | ZH | #NAME?
8615 | Freudwil | Uster | ZH | #NAME?
8616 | Riedikon | Uster | ZH | #NAME?
8604 | Volketswil | Volketswil | ZH | #NAME?
8605 | Gutenswil | Volketswil | ZH | #NAME?
8306 | Brüttisellen | Wangen-Brüttisellen | ZH | #NAME?
8602 | Wangen b. Dübendorf | Wangen-Brüttisellen | ZH | #NAME?
8479 | Altikon | Altikon | ZH | #NAME?
8311 | Brütten | Brütten | ZH | #NAME?
8471 | Rutschwil (Dägerlen) | Dägerlen | ZH | #NAME?
8471 | Dägerlen | Dägerlen | ZH | #NAME?
8471 | Oberwil (Dägerlen) | Dägerlen | ZH | #NAME?
8471 | Berg (Dägerlen) | Dägerlen | ZH | #NAME?
8471 | Bänk (Dägerlen) | Dägerlen | ZH | #NAME?
8421 | Dättlikon | Dättlikon | ZH | #NAME?
8474 | Dinhard | Dinhard | ZH | #NAME?
8548 | Ellikon an der Thur | Ellikon an der Thur | ZH | #NAME?
8352 | Elsau | Elsau | ZH | #NAME?
8523 | Hagenbuch ZH | Hagenbuch | ZH | #NAME?
8442 | Hettlingen | Hettlingen | ZH | #NAME?
8412 | Aesch (Neftenbach) | Neftenbach | ZH | #NAME?
8412 | Riet (Neftenbach) | Neftenbach | ZH | #NAME?
8412 | Hünikon (Neftenbach) | Neftenbach | ZH | #NAME?
8413 | Neftenbach | Neftenbach | ZH | #NAME?
8422 | Pfungen | Pfungen | ZH | #NAME?
8545 | Rickenbach ZH | Rickenbach (ZH) | ZH | #NAME?
8545 | Rickenbach Sulz | Rickenbach (ZH) | ZH | #NAME?
8418 | Schlatt ZH | Schlatt (ZH) | ZH | #NAME?
8472 | Seuzach | Seuzach | ZH | #NAME?
8488 | Turbenthal | Turbenthal | ZH | #NAME?
8495 | Schmidrüti | Turbenthal | ZH | #NAME?
8352 | Ricketwil (Winterthur) | Winterthur | ZH | #NAME?
8400 | Winterthur | Winterthur | ZH | #NAME?
8404 | Winterthur | Winterthur | ZH | #NAME?
8404 | Reutlingen (Winterthur) | Winterthur | ZH | #NAME?
8404 | Stadel (Winterthur) | Winterthur | ZH | #NAME?
8405 | Winterthur | Winterthur | ZH | #NAME?
8406 | Winterthur | Winterthur | ZH | #NAME?
8408 | Winterthur | Winterthur | ZH | #NAME?
8409 | Winterthur | Winterthur | ZH | #NAME?
8482 | Sennhof (Winterthur) | Winterthur | ZH | #NAME?
8483 | Kollbrunn | Zell (ZH) | ZH | #NAME?
8486 | Rikon im Tösstal | Zell (ZH) | ZH | #NAME?
8487 | Zell ZH | Zell (ZH) | ZH | #NAME?
8487 | Rämismühle | Zell (ZH) | ZH | #NAME?
8904 | Aesch ZH | Aesch (ZH) | ZH | #NAME?
8903 | Birmensdorf ZH | Birmensdorf (ZH) | ZH | #NAME?
8953 | Dietikon | Dietikon | ZH | #NAME?
8951 | Fahrweid | Geroldswil | ZH | #NAME?
8954 | Geroldswil | Geroldswil | ZH | #NAME?
8102 | Oberengstringen | Oberengstringen | ZH | #NAME?
8955 | Oetwil an der Limmat | Oetwil an der Limmat | ZH | #NAME?
8952 | Schlieren | Schlieren | ZH | #NAME?
8142 | Uitikon Waldegg | Uitikon | ZH | #NAME?
8103 | Unterengstringen | Unterengstringen | ZH | #NAME?
8902 | Urdorf | Urdorf | ZH | #NAME?
8104 | Weiningen ZH | Weiningen (ZH) | ZH | #NAME?
8001 | Zürich | Zürich | ZH | #NAME?
8002 | Zürich | Zürich | ZH | #NAME?
8003 | Zürich | Zürich | ZH | #NAME?
8004 | Zürich | Zürich | ZH | #NAME?
8005 | Zürich | Zürich | ZH | #NAME?
8006 | Zürich | Zürich | ZH | #NAME?
8008 | Zürich | Zürich | ZH | #NAME?
8032 | Zürich | Zürich | ZH | #NAME?
8037 | Zürich | Zürich | ZH | #NAME?
8038 | Zürich | Zürich | ZH | #NAME?
8041 | Zürich | Zürich | ZH | #NAME?
8044 | Zürich | Zürich | ZH | #NAME?
8045 | Zürich | Zürich | ZH | #NAME?
8046 | Zürich | Zürich | ZH | #NAME?
8047 | Zürich | Zürich | ZH | #NAME?
8048 | Zürich | Zürich | ZH | #NAME?
8049 | Zürich | Zürich | ZH | #NAME?
8050 | Zürich | Zürich | ZH | #NAME?
8051 | Zürich | Zürich | ZH | #NAME?
8052 | Zürich | Zürich | ZH | #NAME?
8053 | Zürich | Zürich | ZH | #NAME?
8055 | Zürich | Zürich | ZH | #NAME?
8057 | Zürich | Zürich | ZH | #NAME?
8064 | Zürich | Zürich | ZH | #NAME?
8468 | Waltalingen | Stammheim | ZH | #NAME?
8468 | Guntalingen | Stammheim | ZH | #NAME?
8476 | Unterstammheim | Stammheim | ZH | #NAME?
8477 | Oberstammheim | Stammheim | ZH | #NAME?
8525 | Wilen b. Neunforn | Stammheim | ZH | #NAME?
8804 | Au ZH | Wädenswil | ZH | #NAME?
8820 | Wädenswil | Wädenswil | ZH | #NAME?
8824 | Schönenberg ZH | Wädenswil | ZH | #NAME?
8825 | Hütten | Wädenswil | ZH | #NAME?
8353 | Elgg | Elgg | ZH | #NAME?
8354 | Hofstetten ZH | Elgg | ZH | #NAME?
8354 | Dickbuch | Elgg | ZH | #NAME?
8135 | Sihlbrugg Station | Horgen | ZH | #NAME?
8135 | Sihlwald | Horgen | ZH | #NAME?
8810 | Horgen | Horgen | ZH | #NAME?
8815 | Horgenberg | Horgen | ZH | #NAME?
8816 | Hirzel | Horgen | ZH | #NAME?
8307 | Effretikon | Illnau-Effretikon | ZH | #NAME?
8307 | Ottikon b. Kemptthal | Illnau-Effretikon | ZH | #NAME?
8308 | Illnau | Illnau-Effretikon | ZH | #NAME?
8308 | Agasul | Illnau-Effretikon | ZH | #NAME?
8314 | Kyburg | Illnau-Effretikon | ZH | #NAME?
8493 | Saland | Bauma | ZH | #NAME?
8494 | Bauma | Bauma | ZH | #NAME?
8499 | Sternenberg | Bauma | ZH | #NAME?
8542 | Wiesendangen | Wiesendangen | ZH | #NAME?
8543 | Bertschikon | Wiesendangen | ZH | #NAME?
8543 | Gundetswil | Wiesendangen | ZH | #NAME?
8543 | Kefikon ZH | Wiesendangen | ZH | #NAME?
8544 | Attikon | Wiesendangen | ZH | #NAME?
8546 | Menzengrüt | Wiesendangen | ZH | #NAME?
3270 | Aarberg | Aarberg | BE | #NAME?
3282 | Bargen BE | Bargen (BE) | BE | #NAME?
3257 | Grossaffoltern | Grossaffoltern | BE | #NAME?
3257 | Ammerzwil BE | Grossaffoltern | BE | #NAME?
3262 | Suberg | Grossaffoltern | BE | #NAME?
3207 | Golaten | Kallnach | BE | #NAME?
3283 | Kallnach | Kallnach | BE | #NAME?
3283 | Niederried b. Kallnach | Kallnach | BE | #NAME?
3273 | Kappelen | Kappelen | BE | #NAME?
3250 | Lyss | Lyss | BE | #NAME?
3292 | Busswil BE | Lyss | BE | #NAME?
3042 | Ortschwaben | Meikirch | BE | #NAME?
3045 | Meikirch | Meikirch | BE | #NAME?
3046 | Wahlendorf | Meikirch | BE | #NAME?
3036 | Detligen | Radelfingen | BE | #NAME?
3271 | Radelfingen b. Aarberg | Radelfingen | BE | #NAME?
3053 | Lätti | Rapperswil (BE) | BE | #NAME?
3251 | Ruppoldsried | Rapperswil (BE) | BE | #NAME?
3255 | Rapperswil BE | Rapperswil (BE) | BE | #NAME?
3256 | Dieterswil | Rapperswil (BE) | BE | #NAME?
3256 | Bangerten b. Dieterswil | Rapperswil (BE) | BE | #NAME?
3256 | Seewil | Rapperswil (BE) | BE | #NAME?
3054 | Schüpfen | Schüpfen | BE | #NAME?
3035 | Frieswil | Seedorf (BE) | BE | #NAME?
3266 | Wiler b. Seedorf | Seedorf (BE) | BE | #NAME?
3267 | Seedorf BE | Seedorf (BE) | BE | #NAME?
3268 | Lobsigen | Seedorf (BE) | BE | #NAME?
4912 | Aarwangen | Aarwangen | BE | #NAME?
4944 | Auswil | Auswil | BE | #NAME?
4913 | Bannwil | Bannwil | BE | #NAME?
3368 | Bleienbach | Bleienbach | BE | #NAME?
4917 | Busswil b. Melchnau | Busswil bei Melchnau | BE | #NAME?
4955 | Gondiswil | Gondiswil | BE | #NAME?
4900 | Langenthal | Langenthal | BE | #NAME?
4916 | Untersteckholz | Langenthal | BE | #NAME?
4924 | Obersteckholz | Langenthal | BE | #NAME?
4932 | Lotzwil | Lotzwil | BE | #NAME?
4932 | Gutenburg | Madiswil | BE | #NAME?
4934 | Madiswil | Madiswil | BE | #NAME?
4935 | Leimiswil | Madiswil | BE | #NAME?
4936 | Kleindietwil | Madiswil | BE | #NAME?
4917 | Melchnau | Melchnau | BE | #NAME?
4943 | Oeschenbach | Oeschenbach | BE | #NAME?
4919 | Reisiswil | Reisiswil | BE | #NAME?
4914 | Roggwil BE | Roggwil (BE) | BE | #NAME?
4938 | Rohrbach | Rohrbach | BE | #NAME?
4938 | Rohrbachgraben | Rohrbachgraben | BE | #NAME?
4933 | Rütschelen | Rütschelen | BE | #NAME?
4911 | Schwarzhäusern | Schwarzhäusern | BE | #NAME?
4922 | Bützberg | Thunstetten | BE | #NAME?
4922 | Thunstetten | Thunstetten | BE | #NAME?
4937 | Ursenbach | Ursenbach | BE | #NAME?
4923 | Wynau | Wynau | BE | #NAME?
3004 | Bern | Bern | BE | #NAME?
3005 | Bern | Bern | BE | #NAME?
3006 | Bern | Bern | BE | #NAME?
3007 | Bern | Bern | BE | #NAME?
3008 | Bern | Bern | BE | #NAME?
3010 | Bern | Bern | BE | #NAME?
3011 | Bern | Bern | BE | #NAME?
3012 | Bern | Bern | BE | #NAME?
3013 | Bern | Bern | BE | #NAME?
3014 | Bern | Bern | BE | #NAME?
3015 | Bern | Bern | BE | #NAME?
3018 | Bern | Bern | BE | #NAME?
3019 | Bern | Bern | BE | #NAME?
3020 | Bern | Bern | BE | #NAME?
3027 | Bern | Bern | BE | #NAME?
3065 | Bolligen | Bolligen | BE | #NAME?
3047 | Bremgarten b. Bern | Bremgarten bei Bern | BE | #NAME?
3037 | Herrenschwanden | Kirchlindach | BE | #NAME?
3038 | Kirchlindach | Kirchlindach | BE | #NAME?
3084 | Wabern | Köniz | BE | #NAME?
3095 | Spiegel b. Bern | Köniz | BE | #NAME?
3097 | Liebefeld | Köniz | BE | #NAME?
3098 | Köniz | Köniz | BE | #NAME?
3098 | Köniz | Köniz | BE | #NAME?
3098 | Schliern b. Köniz | Köniz | BE | #NAME?
3144 | Gasel | Köniz | BE | #NAME?
3145 | Niederscherli | Köniz | BE | #NAME?
3147 | Mittelhäusern | Köniz | BE | #NAME?
3172 | Niederwangen b. Bern | Köniz | BE | #NAME?
3173 | Oberwangen b. Bern | Köniz | BE | #NAME?
3174 | Thörishaus | Köniz | BE | #NAME?
3073 | Gümligen | Muri bei Bern | BE | #NAME?
3074 | Muri b. Bern | Muri bei Bern | BE | #NAME?
3096 | Oberbalm | Oberbalm | BE | #NAME?
3066 | Stettlen | Stettlen | BE | #NAME?
3067 | Boll | Vechigen | BE | #NAME?
3068 | Utzigen | Vechigen | BE | #NAME?
3032 | Hinterkappelen | Wohlen bei Bern | BE | #NAME?
3033 | Wohlen b. Bern | Wohlen bei Bern | BE | #NAME?
3034 | Murzelen | Wohlen bei Bern | BE | #NAME?
3043 | Uettligen | Wohlen bei Bern | BE | #NAME?
3044 | Innerberg | Wohlen bei Bern | BE | #NAME?
3049 | Säriswil | Wohlen bei Bern | BE | #NAME?
3052 | Zollikofen | Zollikofen | BE | #NAME?
3048 | Worblaufen | Ittigen | BE | #NAME?
3063 | Ittigen | Ittigen | BE | #NAME?
3072 | Ostermundigen | Ostermundigen | BE | #NAME?
2502 | Biel/Bienne | Biel/Bienne | BE | #NAME?
2503 | Biel/Bienne | Biel/Bienne | BE | #NAME?
2504 | Biel/Bienne | Biel/Bienne | BE | #NAME?
2505 | Biel/Bienne | Biel/Bienne | BE | #NAME?
2532 | Magglingen/Macolin | Evilard | BE | #NAME?
2533 | Evilard | Evilard | BE | #NAME?
3296 | Arch | Arch | BE | #NAME?
3263 | Büetigen | Büetigen | BE | #NAME?
3294 | Büren an der Aare | Büren an der Aare | BE | #NAME?
3264 | Diessbach b. Büren | Diessbach bei Büren | BE | #NAME?
3293 | Dotzigen | Dotzigen | BE | #NAME?
2543 | Lengnau BE | Lengnau (BE) | BE | #NAME?
3297 | Leuzigen | Leuzigen | BE | #NAME?
3294 | Meienried | Meienried | BE | #NAME?
2554 | Meinisberg | Meinisberg | BE | #NAME?
3298 | Oberwil b. Büren | Oberwil bei Büren | BE | #NAME?
2542 | Pieterlen | Pieterlen | BE | #NAME?
3295 | Rüti b. Büren | Rüti bei Büren | BE | #NAME?
3251 | Wengi b. Büren | Wengi | BE | #NAME?
3426 | Aefligen | Aefligen | BE | #NAME?
3473 | Alchenstorf | Alchenstorf | BE | #NAME?
3323 | Bäriswil BE | Bäriswil | BE | #NAME?
3400 | Burgdorf | Burgdorf | BE | #NAME?
3423 | Ersigen | Ersigen | BE | #NAME?
3424 | Niederösch | Ersigen | BE | #NAME?
3424 | Oberösch | Ersigen | BE | #NAME?
3415 | Hasle b. Burgdorf | Hasle bei Burgdorf | BE | #NAME?
3415 | Schafhausen im Emmental | Hasle bei Burgdorf | BE | #NAME?
3419 | Biembach im Emmental | Hasle bei Burgdorf | BE | #NAME?
3412 | Heimiswil | Heimiswil | BE | #NAME?
3413 | Kaltacker | Heimiswil | BE | #NAME?
3429 | Hellsau | Hellsau | BE | #NAME?
3324 | Hindelbank | Hindelbank | BE | #NAME?
3324 | Mötschwil | Hindelbank | BE | #NAME?
3429 | Höchstetten | Höchstetten | BE | #NAME?
3309 | Kernenried | Kernenried | BE | #NAME?
3422 | Kirchberg BE | Kirchberg (BE) | BE | #NAME?
3425 | Koppigen | Koppigen | BE | #NAME?
3325 | Hettiswil b. Hindelbank | Krauchthal | BE | #NAME?
3326 | Krauchthal | Krauchthal | BE | #NAME?
3421 | Lyssach | Lyssach | BE | #NAME?
3414 | Oberburg | Oberburg | BE | #NAME?
3421 | Lyssach | Oberburg | BE | #NAME?
3422 | Rüdtligen | Rüdtligen-Alchenflüh | BE | #NAME?
3422 | Alchenflüh | Rüdtligen-Alchenflüh | BE | #NAME?
3472 | Rumendingen | Rumendingen | BE | #NAME?
3421 | Rüti b. Lyssach | Rüti bei Lyssach | BE | #NAME?
3425 | Willadingen | Willadingen | BE | #NAME?
3472 | Wynigen | Wynigen | BE | #NAME?
3474 | Rüedisbach | Wynigen | BE | #NAME?
2606 | Corgémont | Corgémont | BE | #NAME?
2610 | Mont-Crosin | Cormoret | BE | #NAME?
2612 | Cormoret | Cormoret | BE | #NAME?
2607 | Cortébert | Cortébert | BE | #NAME?
2608 | Montagne-de-Courtelary | Cortébert | BE | #NAME?
2608 | Courtelary | Courtelary | BE | #NAME?
2333 | La Ferrière | La Ferrière | BE | #NAME?
2723 | Mont-Tramelan | Mont-Tramelan | BE | #NAME?
2534 | Orvin | Orvin | BE | #NAME?
2534 | Les Prés-d'Orvin | Orvin | BE | #NAME?
2616 | Renan BE | Renan (BE) | BE | #NAME?
2538 | Romont BE | Romont (BE) | BE | #NAME?
2610 | St-Imier | Saint-Imier | BE | #NAME?
2610 | Mont-Soleil | Saint-Imier | BE | #NAME?
2610 | Les Pontins | Saint-Imier | BE | #NAME?
2605 | Sonceboz-Sombeval | Sonceboz-Sombeval | BE | #NAME?
2615 | Sonvilier | Sonvilier | BE | #NAME?
2615 | Montagne-de-Sonvilier | Sonvilier | BE | #NAME?
2720 | Tramelan | Tramelan | BE | #NAME?
2722 | Les Reussilles | Tramelan | BE | #NAME?
2613 | Villeret | Villeret | BE | #NAME?
2535 | Frinvillier | Sauge | BE | #NAME?
2536 | Plagne | Sauge | BE | #NAME?
2537 | Vauffelin | Sauge | BE | #NAME?
2603 | Péry | Péry-La Heutte | BE | #NAME?
2604 | La Heutte | Péry-La Heutte | BE | #NAME?
3237 | Brüttelen | Brüttelen | BE | #NAME?
3235 | Erlach | Erlach | BE | #NAME?
2577 | Finsterhennen | Finsterhennen | BE | #NAME?
3238 | Gals | Gals | BE | #NAME?
3236 | Gampelen | Gampelen | BE | #NAME?
3232 | Ins | Ins | BE | #NAME?
2576 | Lüscherz | Lüscherz | BE | #NAME?
3225 | Müntschemier | Müntschemier | BE | #NAME?
2577 | Siselen BE | Siselen | BE | #NAME?
3226 | Treiten | Treiten | BE | #NAME?
3233 | Tschugg | Tschugg | BE | #NAME?
3234 | Vinelz | Vinelz | BE | #NAME?
3315 | Bätterkinden | Bätterkinden | BE | #NAME?
3315 | Kräiligen | Bätterkinden | BE | #NAME?
3053 | Deisswil b. Münchenbuchsee | Deisswil bei Münchenbuchsee | BE | #NAME?
3053 | Diemerswil | Diemerswil | BE | #NAME?
3306 | Etzelkofen | Fraubrunnen | BE | #NAME?
3308 | Grafenried | Fraubrunnen | BE | #NAME?
3309 | Zauggenried | Fraubrunnen | BE | #NAME?
3312 | Fraubrunnen | Fraubrunnen | BE | #NAME?
3313 | Büren zum Hof | Fraubrunnen | BE | #NAME?
3314 | Schalunen | Fraubrunnen | BE | #NAME?
3317 | Limpach | Fraubrunnen | BE | #NAME?
3317 | Mülchi | Fraubrunnen | BE | #NAME?
3303 | Jegenstorf | Jegenstorf | BE | #NAME?
3303 | Münchringen | Jegenstorf | BE | #NAME?
3303 | Ballmoos | Jegenstorf | BE | #NAME?
3305 | Scheunen | Jegenstorf | BE | #NAME?
3305 | Iffwil | Iffwil | BE | #NAME?
3322 | Mattstetten | Mattstetten | BE | #NAME?
3302 | Moosseedorf | Moosseedorf | BE | #NAME?
3053 | Münchenbuchsee | Münchenbuchsee | BE | #NAME?
3322 | Urtenen-Schönbühl | Urtenen-Schönbühl | BE | #NAME?
3427 | Utzenstorf | Utzenstorf | BE | #NAME?
3053 | Wiggiswil | Wiggiswil | BE | #NAME?
3428 | Wiler b. Utzenstorf | Wiler bei Utzenstorf | BE | #NAME?
4564 | Zielebach | Zielebach | BE | #NAME?
3303 | Zuzwil BE | Zuzwil (BE) | BE | #NAME?
3715 | Adelboden | Adelboden | BE | #NAME?
3703 | Aeschi b. Spiez | Aeschi bei Spiez | BE | #NAME?
3703 | Aeschiried | Aeschi bei Spiez | BE | #NAME?
3711 | Emdthal | Aeschi bei Spiez | BE | #NAME?
3714 | Frutigen | Frutigen | BE | #NAME?
3724 | Ried (Frutigen) | Frutigen | BE | #NAME?
3725 | Achseten | Frutigen | BE | #NAME?
3716 | Kandergrund | Kandergrund | BE | #NAME?
3717 | Blausee-Mitholz | Kandergrund | BE | #NAME?
3718 | Kandersteg | Kandersteg | BE | #NAME?
3704 | Krattigen | Krattigen | BE | #NAME?
3711 | Mülenen | Reichenbach im Kandertal | BE | #NAME?
3713 | Reichenbach im Kandertal | Reichenbach im Kandertal | BE | #NAME?
3714 | Wengi b. Frutigen | Reichenbach im Kandertal | BE | #NAME?
3722 | Scharnachtal | Reichenbach im Kandertal | BE | #NAME?
3723 | Kiental | Reichenbach im Kandertal | BE | #NAME?
3800 | Sundlauenen | Beatenberg | BE | #NAME?
3803 | Beatenberg | Beatenberg | BE | #NAME?
3806 | Bönigen b. Interlaken | Bönigen | BE | #NAME?
3855 | Brienz BE | Brienz (BE) | BE | #NAME?
3855 | Axalp | Brienz (BE) | BE | #NAME?
3856 | Brienzwiler | Brienzwiler | BE | #NAME?
3707 | Därligen | Därligen | BE | #NAME?
3816 | Burglauenen | Grindelwald | BE | #NAME?
3818 | Grindelwald | Grindelwald | BE | #NAME?
3814 | Gsteigwiler | Gsteigwiler | BE | #NAME?
3812 | Wilderswil | Gündlischwand | BE | #NAME?
3815 | Zweilütschinen | Gündlischwand | BE | #NAME?
3815 | Gündlischwand | Gündlischwand | BE | #NAME?
3804 | Habkern | Habkern | BE | #NAME?
3858 | Hofstetten b. Brienz | Hofstetten bei Brienz | BE | #NAME?
3800 | Interlaken | Interlaken | BE | #NAME?
3807 | Iseltwald | Iseltwald | BE | #NAME?
3822 | Lauterbrunnen | Lauterbrunnen | BE | #NAME?
3822 | Isenfluh | Lauterbrunnen | BE | #NAME?
3823 | Wengen | Lauterbrunnen | BE | #NAME?
3823 | Kleine Scheidegg | Lauterbrunnen | BE | #NAME?
3823 | Eigergletscher | Lauterbrunnen | BE | #NAME?
3824 | Stechelberg | Lauterbrunnen | BE | #NAME?
3825 | Mürren | Lauterbrunnen | BE | #NAME?
3826 | Gimmelwald | Lauterbrunnen | BE | #NAME?
3706 | Leissigen | Leissigen | BE | #NAME?
3816 | Lütschental | Lütschental | BE | #NAME?
3800 | Matten b. Interlaken | Matten bei Interlaken | BE | #NAME?
3853 | Niederried b. Interlaken | Niederried bei Interlaken | BE | #NAME?
3854 | Oberried am Brienzersee | Oberried am Brienzersee | BE | #NAME?
3805 | Goldswil b. Interlaken | Ringgenberg (BE) | BE | #NAME?
3852 | Ringgenberg BE | Ringgenberg (BE) | BE | #NAME?
3813 | Saxeten | Saxeten | BE | #NAME?
3855 | Schwanden b. Brienz | Schwanden bei Brienz | BE | #NAME?
3800 | Unterseen | Unterseen | BE | #NAME?
3812 | Wilderswil | Wilderswil | BE | #NAME?
3508 | Arni BE | Arni (BE) | BE | #NAME?
3507 | Biglen | Biglen | BE | #NAME?
3533 | Bowil | Bowil | BE | #NAME?
3671 | Brenzikofen | Brenzikofen | BE | #NAME?
3510 | Freimettigen | Freimettigen | BE | #NAME?
3082 | Schlosswil | Grosshöchstetten | BE | #NAME?
3506 | Grosshöchstetten | Grosshöchstetten | BE | #NAME?
3510 | Häutligen | Häutligen | BE | #NAME?
3671 | Herbligen | Herbligen | BE | #NAME?
3629 | Kiesen | Kiesen | BE | #NAME?
3503 | Gysenstein | Konolfingen | BE | #NAME?
3510 | Konolfingen | Konolfingen | BE | #NAME?
3434 | Obergoldbach | Landiswil | BE | #NAME?
3434 | Landiswil | Landiswil | BE | #NAME?
3673 | Linden | Linden | BE | #NAME?
3532 | Mirchel | Mirchel | BE | #NAME?
3083 | Trimstein | Münsingen | BE | #NAME?
3110 | Münsingen | Münsingen | BE | #NAME?
3111 | Tägertschi | Münsingen | BE | #NAME?
3504 | Niederhünigen | Niederhünigen | BE | #NAME?
3672 | Oberdiessbach | Oberdiessbach | BE | #NAME?
3672 | Aeschlen b. Oberdiessbach | Oberdiessbach | BE | #NAME?
3674 | Bleiken b. Oberdiessbach | Oberdiessbach | BE | #NAME?
3531 | Oberthal | Oberthal | BE | #NAME?
3629 | Oppligen | Oppligen | BE | #NAME?
3113 | Rubigen | Rubigen | BE | #NAME?
3512 | Walkringen | Walkringen | BE | #NAME?
3513 | Bigenthal | Walkringen | BE | #NAME?
3075 | Rüfenacht BE | Worb | BE | #NAME?
3075 | Vielbringen b. Worb | Worb | BE | #NAME?
3076 | Worb | Worb | BE | #NAME?
3077 | Enggistein | Worb | BE | #NAME?
3078 | Richigen | Worb | BE | #NAME?
3532 | Zäziwil | Zäziwil | BE | #NAME?
3504 | Oberhünigen | Oberhünigen | BE | #NAME?
3112 | Allmendingen b. Bern | Allmendingen | BE | #NAME?
3114 | Wichtrach | Wichtrach | BE | #NAME?
3206 | Rizenbach | Ferenbalm | BE | #NAME?
3206 | Ferenbalm | Ferenbalm | BE | #NAME?
3206 | Biberen | Ferenbalm | BE | #NAME?
3206 | Gammen | Ferenbalm | BE | #NAME?
3202 | Frauenkappelen | Frauenkappelen | BE | #NAME?
3208 | Gurbrü | Gurbrü | BE | #NAME?
3179 | Kriechenwil | Kriechenwil | BE | #NAME?
3177 | Laupen BE | Laupen | BE | #NAME?
3203 | Mühleberg | Mühleberg | BE | #NAME?
3204 | Rosshäusern | Mühleberg | BE | #NAME?
3205 | Gümmenen | Mühleberg | BE | #NAME?
1797 | Münchenwiler | Münchenwiler | BE | #NAME?
3176 | Neuenegg | Neuenegg | BE | #NAME?
3207 | Wileroltigen | Wileroltigen | BE | #NAME?
2744 | Belprahon | Belprahon | BE | #NAME?
2735 | Champoz | Champoz | BE | #NAME?
2747 | Corcelles BE | Corcelles (BE) | BE | #NAME?
2738 | Court | Court | BE | #NAME?
2746 | Crémines | Crémines | BE | #NAME?
2743 | Eschert | Eschert | BE | #NAME?
2745 | Grandval | Grandval | BE | #NAME?
2732 | Loveresse | Loveresse | BE | #NAME?
2740 | Moutier | Moutier | BE | #NAME?
2742 | Perrefitte | Perrefitte | BE | #NAME?
2732 | Reconvilier | Reconvilier | BE | #NAME?
2762 | Roches BE | Roches (BE) | BE | #NAME?
2712 | Le Fuet | Saicourt | BE | #NAME?
2713 | Bellelay | Saicourt | BE | #NAME?
2732 | Saicourt | Saicourt | BE | #NAME?
2732 | Saules BE | Saules (BE) | BE | #NAME?
2827 | Schelten | Schelten | BE | #NAME?
2747 | Seehof | Seehof | BE | #NAME?
2736 | Sorvilier | Sorvilier | BE | #NAME?
2710 | Tavannes | Tavannes | BE | #NAME?
2720 | La Tanne | Tavannes | BE | #NAME?
2717 | Rebévelier | Rebévelier | BE | #NAME?
2715 | Châtelat | Petit-Val | BE | #NAME?
2715 | Monible | Petit-Val | BE | #NAME?
2716 | Sornetan | Petit-Val | BE | #NAME?
2717 | Fornet-Dessous | Petit-Val | BE | #NAME?
2748 | Souboz | Petit-Val | BE | #NAME?
2748 | Les Ecorcheresses | Petit-Val | BE | #NAME?
2733 | Pontenet | Valbirse | BE | #NAME?
2735 | Bévilard | Valbirse | BE | #NAME?
2735 | Malleray | Valbirse | BE | #NAME?
2520 | La Neuveville | La Neuveville | BE | #NAME?
2518 | Nods | Nods | BE | #NAME?
2515 | Prêles | Plateau de Diesse | BE | #NAME?
2516 | Lamboing | Plateau de Diesse | BE | #NAME?
2517 | Diesse | Plateau de Diesse | BE | #NAME?
2558 | Aegerten | Aegerten | BE | #NAME?
2564 | Bellmund | Bellmund | BE | #NAME?
2555 | Brügg BE | Brügg | BE | #NAME?
3274 | Bühl b. Aarberg | Bühl | BE | #NAME?
3272 | Epsach | Epsach | BE | #NAME?
2575 | Hagneck | Hagneck | BE | #NAME?
3274 | Hermrigen | Hermrigen | BE | #NAME?
2565 | Jens | Jens | BE | #NAME?
2563 | Ipsach | Ipsach | BE | #NAME?
2514 | Ligerz | Ligerz | BE | #NAME?
3274 | Merzligen | Merzligen | BE | #NAME?
2572 | Mörigen | Mörigen | BE | #NAME?
2560 | Nidau | Nidau | BE | #NAME?
2552 | Orpund | Orpund | BE | #NAME?
2562 | Port | Port | BE | #NAME?
2553 | Safnern | Safnern | BE | #NAME?
2556 | Scheuren | Scheuren | BE | #NAME?
2556 | Schwadernau | Schwadernau | BE | #NAME?
2557 | Studen BE | Studen (BE) | BE | #NAME?
2572 | Sutz | Sutz-Lattrigen | BE | #NAME?
2575 | Täuffelen | Täuffelen | BE | #NAME?
2575 | Gerolfingen | Täuffelen | BE | #NAME?
3272 | Walperswil | Walperswil | BE | #NAME?
3252 | Worben | Worben | BE | #NAME?
2512 | Tüscherz-Alfermée | Twann-Tüscherz | BE | #NAME?
2513 | Twann | Twann-Tüscherz | BE | #NAME?
3763 | Därstetten | Därstetten | BE | #NAME?
3764 | Weissenburg | Därstetten | BE | #NAME?
3753 | Oey | Diemtigen | BE | #NAME?
3754 | Diemtigen | Diemtigen | BE | #NAME?
3755 | Horboden | Diemtigen | BE | #NAME?
3756 | Zwischenflüh | Diemtigen | BE | #NAME?
3757 | Schwenden im Diemtigtal | Diemtigen | BE | #NAME?
3758 | Latterbach | Erlenbach im Simmental | BE | #NAME?
3762 | Erlenbach im Simmental | Erlenbach im Simmental | BE | #NAME?
3765 | Oberwil im Simmental | Oberwil im Simmental | BE | #NAME?
3647 | Reutigen | Reutigen | BE | #NAME?
3646 | Einigen | Spiez | BE | #NAME?
3700 | Spiez | Spiez | BE | #NAME?
3702 | Hondrich | Spiez | BE | #NAME?
3705 | Faulensee | Spiez | BE | #NAME?
3752 | Wimmis | Wimmis | BE | #NAME?
3631 | Höfen b. Thun | Stocken-Höfen | BE | #NAME?
3632 | Niederstocken | Stocken-Höfen | BE | #NAME?
3632 | Oberstocken | Stocken-Höfen | BE | #NAME?
3864 | Guttannen | Guttannen | BE | #NAME?
6083 | Hasliberg Hohfluh | Hasliberg | BE | #NAME?
6084 | Hasliberg Wasserwendi | Hasliberg | BE | #NAME?
6085 | Hasliberg Goldern | Hasliberg | BE | #NAME?
6086 | Hasliberg Reuti | Hasliberg | BE | #NAME?
3862 | Innertkirchen | Innertkirchen | BE | #NAME?
3863 | Gadmen | Innertkirchen | BE | #NAME?
3857 | Unterbach BE | Meiringen | BE | #NAME?
3860 | Meiringen | Meiringen | BE | #NAME?
3860 | Brünig | Meiringen | BE | #NAME?
3860 | Rosenlaui | Schattenhalb | BE | #NAME?
3860 | Schattenhalb | Schattenhalb | BE | #NAME?
3766 | Boltigen | Boltigen | BE | #NAME?
3775 | Lenk im Simmental | Lenk | BE | #NAME?
3772 | St. Stephan | St. Stephan | BE | #NAME?
3773 | Matten (St. Stephan) | St. Stephan | BE | #NAME?
3770 | Zweisimmen | Zweisimmen | BE | #NAME?
3771 | Blankenburg | Zweisimmen | BE | #NAME?
3776 | Oeschseite | Zweisimmen | BE | #NAME?
3784 | Feutersoey | Gsteig | BE | #NAME?
3785 | Gsteig b. Gstaad | Gsteig | BE | #NAME?
3782 | Lauenen b. Gstaad | Lauenen | BE | #NAME?
1657 | Abländschen | Saanen | BE | #NAME?
3777 | Saanenmöser | Saanen | BE | #NAME?
3778 | Schönried | Saanen | BE | #NAME?
3780 | Gstaad | Saanen | BE | #NAME?
3781 | Turbach | Saanen | BE | #NAME?
3783 | Grund b. Gstaad | Saanen | BE | #NAME?
3792 | Saanen | Saanen | BE | #NAME?
1738 | Sangernboden | Guggisberg | BE | #NAME?
3156 | Riffenmatt | Guggisberg | BE | #NAME?
3158 | Guggisberg | Guggisberg | BE | #NAME?
3159 | Riedstätt | Guggisberg | BE | #NAME?
3153 | Rüschegg Gambach | Rüschegg | BE | #NAME?
3154 | Rüschegg Heubach | Rüschegg | BE | #NAME?
3148 | Lanzenhäusern | Schwarzenburg | BE | #NAME?
3150 | Schwarzenburg | Schwarzenburg | BE | #NAME?
3152 | Mamishaus | Schwarzenburg | BE | #NAME?
3157 | Milken | Schwarzenburg | BE | #NAME?
3183 | Albligen | Schwarzenburg | BE | #NAME?
3123 | Belp | Belp | BE | #NAME?
3124 | Belpberg | Belp | BE | #NAME?
3664 | Burgistein | Burgistein | BE | #NAME?
3115 | Gerzensee | Gerzensee | BE | #NAME?
3663 | Gurzelen | Gurzelen | BE | #NAME?
3629 | Jaberg | Jaberg | BE | #NAME?
3126 | Kaufdorf | Kaufdorf | BE | #NAME?
3122 | Kehrsatz | Kehrsatz | BE | #NAME?
3116 | Kirchdorf BE | Kirchdorf (BE) | BE | #NAME?
3116 | Mühledorf BE | Kirchdorf (BE) | BE | #NAME?
3116 | Noflen BE | Kirchdorf (BE) | BE | #NAME?
3126 | Gelterfingen | Kirchdorf (BE) | BE | #NAME?
3087 | Niedermuhlern | Niedermuhlern | BE | #NAME?
3099 | Rüti b. Riggisberg | Riggisberg | BE | #NAME?
3128 | Rümligen | Riggisberg | BE | #NAME?
3132 | Riggisberg | Riggisberg | BE | #NAME?
3088 | Rüeggisberg | Rüeggisberg | BE | #NAME?
3088 | Oberbütschel | Rüeggisberg | BE | #NAME?
3089 | Hinterfultigen | Rüeggisberg | BE | #NAME?
3155 | Helgisried-Rohrbach | Rüeggisberg | BE | #NAME?
3662 | Seftigen | Seftigen | BE | #NAME?
3125 | Toffen | Toffen | BE | #NAME?
3628 | Uttigen | Uttigen | BE | #NAME?
3665 | Wattenwil | Wattenwil | BE | #NAME?
3086 | Zimmerwald | Wald (BE) | BE | #NAME?
3086 | Englisberg | Wald (BE) | BE | #NAME?
3127 | Mühlethurnen | Thurnen | BE | #NAME?
3127 | Lohnstorf | Thurnen | BE | #NAME?
3128 | Kirchenthurnen | Thurnen | BE | #NAME?
3536 | Aeschau | Eggiwil | BE | #NAME?
3537 | Eggiwil | Eggiwil | BE | #NAME?
3550 | Langnau im Emmental | Langnau im Emmental | BE | #NAME?
3551 | Oberfrittenbach | Langnau im Emmental | BE | #NAME?
3552 | Bärau | Langnau im Emmental | BE | #NAME?
3553 | Gohl | Langnau im Emmental | BE | #NAME?
3438 | Lauperswil | Lauperswil | BE | #NAME?
3543 | Emmenmatt | Lauperswil | BE | #NAME?
3538 | Röthenbach im Emmental | Röthenbach im Emmental | BE | #NAME?
3433 | Schwanden im Emmental | Rüderswil | BE | #NAME?
3436 | Zollbrück | Rüderswil | BE | #NAME?
3437 | Rüderswil | Rüderswil | BE | #NAME?
6197 | Schangnau | Schangnau | BE | #NAME?
3534 | Signau | Signau | BE | #NAME?
3535 | Schüpbach | Signau | BE | #NAME?
3556 | Trub | Trub | BE | #NAME?
3557 | Fankhaus (Trub) | Trub | BE | #NAME?
3555 | Trubschachen | Trubschachen | BE | #NAME?
3633 | Amsoldingen | Amsoldingen | BE | #NAME?
3638 | Blumenstein | Blumenstein | BE | #NAME?
3615 | Heimenschwand | Buchholterberg | BE | #NAME?
3619 | Eriz | Eriz | BE | #NAME?
3617 | Fahrni b. Thun | Fahrni | BE | #NAME?
3625 | Heiligenschwendi | Heiligenschwendi | BE | #NAME?
3627 | Heimberg | Heimberg | BE | #NAME?
3626 | Hünibach | Hilterfingen | BE | #NAME?
3652 | Hilterfingen | Hilterfingen | BE | #NAME?
3622 | Homberg b. Thun | Homberg | BE | #NAME?
3623 | Horrenbach | Horrenbach-Buchen | BE | #NAME?
3623 | Buchen BE | Horrenbach-Buchen | BE | #NAME?
3653 | Oberhofen am Thunersee | Oberhofen am Thunersee | BE | #NAME?
3638 | Pohlern | Pohlern | BE | #NAME?
3654 | Gunten | Sigriswil | BE | #NAME?
3655 | Sigriswil | Sigriswil | BE | #NAME?
3656 | Tschingel ob Gunten | Sigriswil | BE | #NAME?
3656 | Aeschlen ob Gunten | Sigriswil | BE | #NAME?
3656 | Ringoldswil | Sigriswil | BE | #NAME?
3657 | Schwanden (Sigriswil) | Sigriswil | BE | #NAME?
3658 | Merligen | Sigriswil | BE | #NAME?
3612 | Steffisburg | Steffisburg | BE | #NAME?
3613 | Steffisburg | Steffisburg | BE | #NAME?
3624 | Schwendibach | Steffisburg | BE | #NAME?
3623 | Teuffenthal b. Thun | Teuffenthal (BE) | BE | #NAME?
3634 | Thierachern | Thierachern | BE | #NAME?
3600 | Thun | Thun | BE | #NAME?
3603 | Thun | Thun | BE | #NAME?
3604 | Thun | Thun | BE | #NAME?
3608 | Thun | Thun | BE | #NAME?
3624 | Goldiwil (Thun) | Thun | BE | #NAME?
3645 | Gwatt (Thun) | Thun | BE | #NAME?
3635 | Uebeschi | Uebeschi | BE | #NAME?
3661 | Uetendorf | Uetendorf | BE | #NAME?
3614 | Unterlangenegg | Unterlangenegg | BE | #NAME?
3616 | Schwarzenegg | Unterlangenegg | BE | #NAME?
3618 | Süderen | Wachseldorn | BE | #NAME?
3645 | Zwieselberg | Zwieselberg | BE | #NAME?
3636 | Längenbühl | Forst-Längenbühl | BE | #NAME?
3636 | Forst b. Längenbühl | Forst-Längenbühl | BE | #NAME?
3416 | Affoltern im Emmental | Affoltern im Emmental | BE | #NAME?
3462 | Weier im Emmental | Affoltern im Emmental | BE | #NAME?
3463 | Häusernmoos im Emmental | Affoltern im Emmental | BE | #NAME?
3465 | Dürrenroth | Dürrenroth | BE | #NAME?
4952 | Eriswil | Eriswil | BE | #NAME?
4950 | Huttwil | Huttwil | BE | #NAME?
4953 | Schwarzenbach (Huttwil) | Huttwil | BE | #NAME?
3432 | Lützelflüh-Goldbach | Lützelflüh | BE | #NAME?
3435 | Ramsei | Lützelflüh | BE | #NAME?
3439 | Ranflüh | Lützelflüh | BE | #NAME?
3452 | Grünenmatt | Lützelflüh | BE | #NAME?
3415 | Rüegsauschachen | Rüegsau | BE | #NAME?
3417 | Rüegsau | Rüegsau | BE | #NAME?
3418 | Rüegsbach | Rüegsau | BE | #NAME?
3454 | Sumiswald | Sumiswald | BE | #NAME?
3455 | Grünen | Sumiswald | BE | #NAME?
3457 | Wasen im Emmental | Sumiswald | BE | #NAME?
3453 | Heimisbach | Trachselwald | BE | #NAME?
3456 | Trachselwald | Trachselwald | BE | #NAME?
3464 | Schmidigen-Mühleweg | Walterswil (BE) | BE | #NAME?
4942 | Walterswil BE | Walterswil (BE) | BE | #NAME?
4954 | Wyssachen | Wyssachen | BE | #NAME?
4536 | Attiswil | Attiswil | BE | #NAME?
3376 | Berken | Berken | BE | #NAME?
3366 | Bettenhausen | Bettenhausen | BE | #NAME?
3366 | Bollodingen | Bettenhausen | BE | #NAME?
4539 | Farnern | Farnern | BE | #NAME?
3376 | Graben | Graben | BE | #NAME?
3372 | Wanzwil | Heimenhausen | BE | #NAME?
3373 | Röthenbach Herzogenbuchsee | Heimenhausen | BE | #NAME?
3373 | Heimenhausen | Heimenhausen | BE | #NAME?
3360 | Herzogenbuchsee | Herzogenbuchsee | BE | #NAME?
3363 | Oberönz | Herzogenbuchsee | BE | #NAME?
3375 | Inkwil | Inkwil | BE | #NAME?
4704 | Niederbipp | Niederbipp | BE | #NAME?
4704 | Wolfisberg | Niederbipp | BE | #NAME?
3362 | Niederönz | Niederönz | BE | #NAME?
4538 | Oberbipp | Oberbipp | BE | #NAME?
3367 | Ochlenberg | Ochlenberg | BE | #NAME?
3476 | Oschwand | Ochlenberg | BE | #NAME?
4539 | Rumisberg | Rumisberg | BE | #NAME?
3365 | Grasswil | Seeberg | BE | #NAME?
3365 | Seeberg | Seeberg | BE | #NAME?
3475 | Riedtwil | Seeberg | BE | #NAME?
3475 | Hermiswil | Seeberg | BE | #NAME?
3367 | Thörigen | Thörigen | BE | #NAME?
3380 | Walliswil b. Niederbipp | Walliswil bei Niederbipp | BE | #NAME?
3377 | Walliswil b. Wangen | Walliswil bei Wangen | BE | #NAME?
3380 | Wangen an der Aare | Wangen an der Aare | BE | #NAME?
3374 | Wangenried | Wangenried | BE | #NAME?
4537 | Wiedlisbach | Wiedlisbach | BE | #NAME?
6112 | Doppleschwand | Doppleschwand | LU | #NAME?
6162 | Entlebuch | Entlebuch | LU | #NAME?
6162 | Rengg | Entlebuch | LU | #NAME?
6162 | Finsterwald b. Entlebuch | Entlebuch | LU | #NAME?
6163 | Ebnet | Entlebuch | LU | #NAME?
6173 | Flühli LU | Flühli | LU | #NAME?
6174 | Sörenberg | Flühli | LU | #NAME?
6166 | Hasle LU | Hasle (LU) | LU | #NAME?
6110 | Fontannen b. Wolhusen | Romoos | LU | #NAME?
6113 | Romoos | Romoos | LU | #NAME?
6167 | Bramboden | Romoos | LU | #NAME?
6170 | Schüpfheim | Schüpfheim | LU | #NAME?
6105 | Schachen LU | Werthenstein | LU | #NAME?
6106 | Werthenstein | Werthenstein | LU | #NAME?
6182 | Escholzmatt | Escholzmatt-Marbach | LU | #NAME?
6192 | Wiggen | Escholzmatt-Marbach | LU | #NAME?
6196 | Marbach LU | Escholzmatt-Marbach | LU | #NAME?
6287 | Aesch LU | Aesch (LU) | LU | #NAME?
6275 | Ballwil | Ballwil | LU | #NAME?
6020 | Emmenbrücke | Emmen | LU | #NAME?
6032 | Emmen | Emmen | LU | #NAME?
6294 | Ermensee | Ermensee | LU | #NAME?
6274 | Eschenbach LU | Eschenbach (LU) | LU | #NAME?
6284 | Gelfingen | Hitzkirch | LU | #NAME?
6284 | Sulz LU | Hitzkirch | LU | #NAME?
6285 | Hitzkirch | Hitzkirch | LU | #NAME?
6285 | Retschwil | Hitzkirch | LU | #NAME?
6286 | Altwis | Hitzkirch | LU | #NAME?
6289 | Müswangen | Hitzkirch | LU | #NAME?
6289 | Hämikon | Hitzkirch | LU | #NAME?
6289 | Hämikon | Hitzkirch | LU | #NAME?
6295 | Mosen | Hitzkirch | LU | #NAME?
6280 | Hochdorf | Hochdorf | LU | #NAME?
6280 | Urswil | Hochdorf | LU | #NAME?
6283 | Baldegg | Hochdorf | LU | #NAME?
6276 | Hohenrain | Hohenrain | LU | #NAME?
6277 | Kleinwangen | Hohenrain | LU | #NAME?
6277 | Lieli LU | Hohenrain | LU | #NAME?
6034 | Inwil | Inwil | LU | #NAME?
6026 | Rain | Rain | LU | #NAME?
6027 | Römerswil LU | Römerswil | LU | #NAME?
6028 | Herlisberg | Römerswil | LU | #NAME?
6023 | Rothenburg | Rothenburg | LU | #NAME?
6288 | Schongau | Schongau | LU | #NAME?
6043 | Adligenswil | Adligenswil | LU | #NAME?
6033 | Buchrain | Buchrain | LU | #NAME?
6035 | Perlen | Buchrain | LU | #NAME?
6036 | Dierikon | Dierikon | LU | #NAME?
6030 | Ebikon | Ebikon | LU | #NAME?
6038 | Gisikon | Gisikon | LU | #NAME?
6404 | Greppen | Greppen | LU | #NAME?
6038 | Honau | Honau | LU | #NAME?
6005 | St. Niklausen LU | Horw | LU | #NAME?
6047 | Kastanienbaum | Horw | LU | #NAME?
6048 | Horw | Horw | LU | #NAME?
6010 | Kriens | Kriens | LU | #NAME?
6012 | Obernau | Kriens | LU | #NAME?
6003 | Luzern | Luzern | LU | #NAME?
6004 | Luzern | Luzern | LU | #NAME?
6005 | Luzern | Luzern | LU | #NAME?
6006 | Luzern | Luzern | LU | #NAME?
6014 | Luzern | Luzern | LU | #NAME?
6015 | Luzern | Luzern | LU | #NAME?
6102 | Malters | Malters | LU | #NAME?
6045 | Meggen | Meggen | LU | #NAME?
6344 | Meierskappel | Meierskappel | LU | #NAME?
6037 | Root | Root | LU | #NAME?
6039 | Root D4 | Root | LU | #NAME?
6013 | Eigenthal | Schwarzenberg | LU | #NAME?
6103 | Schwarzenberg LU | Schwarzenberg | LU | #NAME?
6044 | Udligenswil | Udligenswil | LU | #NAME?
6354 | Vitznau | Vitznau | LU | #NAME?
6353 | Weggis | Weggis | LU | #NAME?
6356 | Rigi Kaltbad | Weggis | LU | #NAME?
6025 | Neudorf | Beromünster | LU | #NAME?
6215 | Beromünster | Beromünster | LU | #NAME?
6215 | Schwarzenbach LU | Beromünster | LU | #NAME?
6222 | Gunzwil | Beromünster | LU | #NAME?
6233 | Büron | Büron | LU | #NAME?
6018 | Buttisholz | Buttisholz | LU | #NAME?
6205 | Eich | Eich | LU | #NAME?
6232 | Geuensee | Geuensee | LU | #NAME?
6022 | Grosswangen | Grosswangen | LU | #NAME?
6024 | Hildisrieden | Hildisrieden | LU | #NAME?
6212 | St. Erhard | Knutwil | LU | #NAME?
6213 | Knutwil | Knutwil | LU | #NAME?
6212 | Kaltbach | Mauensee | LU | #NAME?
6216 | Mauensee | Mauensee | LU | #NAME?
6016 | Hellbühl | Neuenkirch | LU | #NAME?
6203 | Sempach Station | Neuenkirch | LU | #NAME?
6206 | Neuenkirch | Neuenkirch | LU | #NAME?
6207 | Nottwil | Nottwil | LU | #NAME?
6208 | Oberkirch LU | Oberkirch | LU | #NAME?
5735 | Pfeffikon LU | Rickenbach (LU) | LU | #NAME?
6221 | Rickenbach LU | Rickenbach (LU) | LU | #NAME?
6017 | Ruswil | Ruswil | LU | #NAME?
6019 | Sigigen | Ruswil | LU | #NAME?
6214 | Schenkon | Schenkon | LU | #NAME?
6231 | Schlierbach | Schlierbach | LU | #NAME?
6204 | Sempach | Sempach | LU | #NAME?
6210 | Sursee | Sursee | LU | #NAME?
6234 | Triengen | Triengen | LU | #NAME?
6234 | Kulmerau | Triengen | LU | #NAME?
6235 | Winikon | Triengen | LU | #NAME?
6236 | Wilihof | Triengen | LU | #NAME?
6110 | Wolhusen | Wolhusen | LU | #NAME?
6114 | Steinhuserberg | Wolhusen | LU | #NAME?
6248 | Alberswil | Alberswil | LU | #NAME?
6147 | Altbüron | Altbüron | LU | #NAME?
6245 | Ebersecken | Altishofen | LU | #NAME?
6246 | Altishofen | Altishofen | LU | #NAME?
6211 | Buchs LU | Dagmersellen | LU | #NAME?
6252 | Dagmersellen | Dagmersellen | LU | #NAME?
6253 | Uffikon | Dagmersellen | LU | #NAME?
6243 | Egolzwil | Egolzwil | LU | #NAME?
6217 | Kottwil | Ettiswil | LU | #NAME?
6218 | Ettiswil | Ettiswil | LU | #NAME?
6145 | Fischbach LU | Fischbach | LU | #NAME?
6146 | Grossdietwil | Grossdietwil | LU | #NAME?
6133 | Hergiswil b. Willisau | Hergiswil bei Willisau | LU | #NAME?
6154 | Hofstatt | Luthern | LU | #NAME?
6156 | Luthern | Luthern | LU | #NAME?
6156 | Luthern Bad | Luthern | LU | #NAME?
6122 | Menznau | Menznau | LU | #NAME?
6123 | Geiss | Menznau | LU | #NAME?
6125 | Menzberg | Menznau | LU | #NAME?
6244 | Nebikon | Nebikon | LU | #NAME?
4915 | St. Urban | Pfaffnau | LU | #NAME?
6264 | Pfaffnau | Pfaffnau | LU | #NAME?
6260 | Reiden | Reiden | LU | #NAME?
6260 | Reidermoos | Reiden | LU | #NAME?
6260 | Mehlsecken | Reiden | LU | #NAME?
6262 | Langnau b. Reiden | Reiden | LU | #NAME?
6263 | Richenthal | Reiden | LU | #NAME?
6265 | Roggliswil | Roggliswil | LU | #NAME?
6143 | Ohmstal | Schötz | LU | #NAME?
6247 | Schötz | Schötz | LU | #NAME?
6153 | Ufhusen | Ufhusen | LU | #NAME?
6242 | Wauwil | Wauwil | LU | #NAME?
4806 | Wikon | Wikon | LU | #NAME?
6260 | Hintermoos | Wikon | LU | #NAME?
6144 | Zell LU | Zell (LU) | LU | #NAME?
6152 | Hüswil | Zell (LU) | LU | #NAME?
6126 | Daiwil | Willisau | LU | #NAME?
6130 | Willisau | Willisau | LU | #NAME?
6132 | Rohrmatt | Willisau | LU | #NAME?
6142 | Gettnau | Willisau | LU | #NAME?
6460 | Altdorf UR | Altdorf (UR) | UR | #NAME?
6490 | Andermatt | Andermatt | UR | #NAME?
6468 | Attinghausen | Attinghausen | UR | #NAME?
6463 | Bürglen UR | Bürglen (UR) | UR | #NAME?
6472 | Erstfeld | Erstfeld | UR | #NAME?
6454 | Flüelen | Flüelen | UR | #NAME?
6487 | Göschenen | Göschenen | UR | #NAME?
6476 | Intschi | Gurtnellen | UR | #NAME?
6482 | Gurtnellen | Gurtnellen | UR | #NAME?
6493 | Hospental | Hospental | UR | #NAME?
6461 | Isenthal | Isenthal | UR | #NAME?
6491 | Realp | Realp | UR | #NAME?
6467 | Schattdorf | Schattdorf | UR | #NAME?
6469 | Haldi b. Schattdorf | Schattdorf | UR | #NAME?
6462 | Seedorf UR | Seedorf (UR) | UR | #NAME?
6466 | Bauen | Seedorf (UR) | UR | #NAME?
6377 | Seelisberg | Seelisberg | UR | #NAME?
6441 | Rütli | Seelisberg | UR | #NAME?
6473 | Silenen | Silenen | UR | #NAME?
6474 | Amsteg | Silenen | UR | #NAME?
6475 | Bristen | Silenen | UR | #NAME?
6452 | Sisikon | Sisikon | UR | #NAME?
6464 | Spiringen | Spiringen | UR | #NAME?
8751 | Urnerboden | Spiringen | UR | #NAME?
6465 | Unterschächen | Unterschächen | UR | #NAME?
6484 | Wassen UR | Wassen | UR | #NAME?
6485 | Meien | Wassen | UR | #NAME?
8836 | Bennau | Einsiedeln | SZ | #NAME?
8840 | Einsiedeln | Einsiedeln | SZ | #NAME?
8840 | Trachslau | Einsiedeln | SZ | #NAME?
8841 | Gross | Einsiedeln | SZ | #NAME?
8844 | Euthal | Einsiedeln | SZ | #NAME?
8846 | Willerzell | Einsiedeln | SZ | #NAME?
8847 | Egg SZ | Einsiedeln | SZ | #NAME?
6410 | Rigi Scheidegg | Gersau | SZ | #NAME?
6442 | Gersau | Gersau | SZ | #NAME?
8834 | Schindellegi | Feusisberg | SZ | #NAME?
8835 | Feusisberg | Feusisberg | SZ | #NAME?
8640 | Hurden | Freienbach | SZ | #NAME?
8806 | Bäch SZ | Freienbach | SZ | #NAME?
8807 | Freienbach | Freienbach | SZ | #NAME?
8808 | Pfäffikon SZ | Freienbach | SZ | #NAME?
8832 | Wollerau | Freienbach | SZ | #NAME?
8832 | Wilen b. Wollerau | Freienbach | SZ | #NAME?
8832 | Wollerau | Wollerau | SZ | #NAME?
6402 | Merlischachen | Küssnacht (SZ) | SZ | #NAME?
6403 | Küssnacht am Rigi | Küssnacht (SZ) | SZ | #NAME?
6405 | Immensee | Küssnacht (SZ) | SZ | #NAME?
8852 | Altendorf | Altendorf | SZ | #NAME?
8854 | Galgenen | Galgenen | SZ | #NAME?
8858 | Innerthal | Innerthal | SZ | #NAME?
8853 | Lachen SZ | Lachen | SZ | #NAME?
8864 | Reichenburg | Reichenburg | SZ | #NAME?
8854 | Siebnen | Schübelbach | SZ | #NAME?
8862 | Schübelbach | Schübelbach | SZ | #NAME?
8863 | Buttikon SZ | Schübelbach | SZ | #NAME?
8856 | Tuggen | Tuggen | SZ | #NAME?
8857 | Vorderthal | Vorderthal | SZ | #NAME?
8855 | Wangen SZ | Wangen (SZ) | SZ | #NAME?
8849 | Alpthal | Alpthal | SZ | #NAME?
6410 | Goldau | Arth | SZ | #NAME?
6410 | Rigi Klösterli | Arth | SZ | #NAME?
6410 | Rigi Staffel | Arth | SZ | #NAME?
6410 | Rigi Kulm | Arth | SZ | #NAME?
6414 | Oberarth | Arth | SZ | #NAME?
6415 | Arth | Arth | SZ | #NAME?
6434 | Illgau | Illgau | SZ | #NAME?
6440 | Brunnen | Ingenbohl | SZ | #NAME?
6424 | Lauerz | Lauerz | SZ | #NAME?
6433 | Stoos SZ | Morschach | SZ | #NAME?
6443 | Morschach | Morschach | SZ | #NAME?
6436 | Muotathal | Muotathal | SZ | #NAME?
6436 | Bisisthal | Muotathal | SZ | #NAME?
6436 | Ried (Muotathal) | Muotathal | SZ | #NAME?
8843 | Oberiberg | Oberiberg | SZ | #NAME?
6452 | Riemenstalden | Riemenstalden | SZ | #NAME?
6418 | Rothenthurm | Rothenthurm | SZ | #NAME?
6417 | Sattel | Sattel | SZ | #NAME?
6423 | Seewen SZ | Schwyz | SZ | #NAME?
6430 | Schwyz | Schwyz | SZ | #NAME?
6432 | Rickenbach b. Schwyz | Schwyz | SZ | #NAME?
6438 | Ibach | Schwyz | SZ | #NAME?
6422 | Steinen | Steinen | SZ | #NAME?
6416 | Steinerberg | Steinerberg | SZ | #NAME?
8842 | Unteriberg | Unteriberg | SZ | #NAME?
8845 | Studen SZ | Unteriberg | SZ | #NAME?
6010 | Pilatus Kulm | Alpnach | OW | #NAME?
6053 | Alpnachstad | Alpnach | OW | #NAME?
6055 | Alpnach Dorf | Alpnach | OW | #NAME?
6388 | Grafenort | Engelberg | OW | #NAME?
6390 | Engelberg | Engelberg | OW | #NAME?
6074 | Giswil | Giswil | OW | #NAME?
6064 | Kerns | Kerns | OW | #NAME?
6066 | St. Niklausen OW | Kerns | OW | #NAME?
6067 | Melchtal | Kerns | OW | #NAME?
6068 | Melchsee-Frutt | Kerns | OW | #NAME?
6078 | Lungern | Lungern | OW | #NAME?
6078 | Bürglen OW | Lungern | OW | #NAME?
6072 | Sachseln | Sachseln | OW | #NAME?
6073 | Flüeli-Ranft | Sachseln | OW | #NAME?
6056 | Kägiswil | Sarnen | OW | #NAME?
6060 | Sarnen | Sarnen | OW | #NAME?
6060 | Ramersberg | Sarnen | OW | #NAME?
6062 | Wilen (Sarnen) | Sarnen | OW | #NAME?
6063 | Stalden (Sarnen) | Sarnen | OW | #NAME?
6375 | Beckenried | Beckenried | NW | #NAME?
6374 | Buochs | Buochs | NW | #NAME?
6383 | Dallenwil | Dallenwil | NW | #NAME?
6383 | Wiesenberg | Dallenwil | NW | #NAME?
6383 | Wirzweli | Dallenwil | NW | #NAME?
6376 | Emmetten | Emmetten | NW | #NAME?
6363 | Bürgenstock | Ennetbürgen | NW | #NAME?
6373 | Ennetbürgen | Ennetbürgen | NW | #NAME?
6372 | Ennetmoos | Ennetmoos | NW | #NAME?
6052 | Hergiswil NW | Hergiswil (NW) | NW | #NAME?
6370 | Oberdorf NW | Oberdorf (NW) | NW | #NAME?
6382 | Büren NW | Oberdorf (NW) | NW | #NAME?
6383 | Niederrickenbach | Oberdorf (NW) | NW | #NAME?
6370 | Stans | Stans | NW | #NAME?
6362 | Stansstad | Stansstad | NW | #NAME?
6363 | Obbürgen | Stansstad | NW | #NAME?
6363 | Fürigen | Stansstad | NW | #NAME?
6365 | Kehrsiten | Stansstad | NW | #NAME?
6386 | Wolfenschiessen | Wolfenschiessen | NW | #NAME?
6387 | Oberrickenbach | Wolfenschiessen | NW | #NAME?
8752 | Näfels | Glarus Nord | GL | #NAME?
8753 | Mollis | Glarus Nord | GL | #NAME?
8757 | Filzbach | Glarus Nord | GL | #NAME?
8758 | Obstalden | Glarus Nord | GL | #NAME?
8865 | Bilten | Glarus Nord | GL | #NAME?
8867 | Niederurnen | Glarus Nord | GL | #NAME?
8868 | Oberurnen | Glarus Nord | GL | #NAME?
8874 | Mühlehorn | Glarus Nord | GL | #NAME?
8756 | Mitlödi | Glarus Süd | GL | #NAME?
8762 | Schwanden GL | Glarus Süd | GL | #NAME?
8762 | Schwändi b. Schwanden | Glarus Süd | GL | #NAME?
8762 | Sool | Glarus Süd | GL | #NAME?
8765 | Engi | Glarus Süd | GL | #NAME?
8766 | Matt | Glarus Süd | GL | #NAME?
8767 | Elm | Glarus Süd | GL | #NAME?
8772 | Nidfurn | Glarus Süd | GL | #NAME?
8773 | Haslen GL | Glarus Süd | GL | #NAME?
8774 | Leuggelbach | Glarus Süd | GL | #NAME?
8775 | Luchsingen | Glarus Süd | GL | #NAME?
8775 | Hätzingen | Glarus Süd | GL | #NAME?
8777 | Diesbach GL | Glarus Süd | GL | #NAME?
8777 | Betschwanden | Glarus Süd | GL | #NAME?
8782 | Rüti GL | Glarus Süd | GL | #NAME?
8783 | Linthal | Glarus Süd | GL | #NAME?
8784 | Braunwald | Glarus Süd | GL | #NAME?
8750 | Glarus | Glarus | GL | #NAME?
8750 | Riedern | Glarus | GL | #NAME?
8750 | Klöntal | Glarus | GL | #NAME?
8754 | Netstal | Glarus | GL | #NAME?
8755 | Ennenda | Glarus | GL | #NAME?
6319 | Allenwinden | Baar | ZG | #NAME?
6340 | Baar | Baar | ZG | #NAME?
6330 | Cham | Cham | ZG | #NAME?
6332 | Hagendorn | Cham | ZG | #NAME?
6331 | Hünenberg | Hünenberg | ZG | #NAME?
6333 | Hünenberg See | Hünenberg | ZG | #NAME?
6313 | Menzingen | Menzingen | ZG | #NAME?
6313 | Menzingen | Menzingen | ZG | #NAME?
6313 | Edlibach | Menzingen | ZG | #NAME?
6313 | Finstersee | Menzingen | ZG | #NAME?
6340 | Sihlbrugg | Neuheim | ZG | #NAME?
6345 | Neuheim | Neuheim | ZG | #NAME?
6315 | Oberägeri | Oberägeri | ZG | #NAME?
6315 | Alosen | Oberägeri | ZG | #NAME?
6315 | Morgarten | Oberägeri | ZG | #NAME?
6343 | Rotkreuz | Risch | ZG | #NAME?
6343 | Buonas | Risch | ZG | #NAME?
6343 | Risch | Risch | ZG | #NAME?
6343 | Holzhäusern ZG | Risch | ZG | #NAME?
6312 | Steinhausen | Steinhausen | ZG | #NAME?
6314 | Unterägeri | Unterägeri | ZG | #NAME?
6314 | Neuägeri | Unterägeri | ZG | #NAME?
6318 | Walchwil | Walchwil | ZG | #NAME?
6300 | Zug | Zug | ZG | #NAME?
6300 | Zugerberg | Zug | ZG | #NAME?
6317 | Oberwil b. Zug | Zug | ZG | #NAME?
1473 | Châtillon FR | Châtillon (FR) | FR | #NAME?
1482 | Cugy FR | Cugy (FR) | FR | #NAME?
1483 | Vesin | Cugy (FR) | FR | #NAME?
1532 | Fétigny | Fétigny | FR | #NAME?
1544 | Gletterens | Gletterens | FR | #NAME?
1470 | Lully FR | Lully (FR) | FR | #NAME?
1470 | Seiry | Lully (FR) | FR | #NAME?
1470 | Bollion | Lully (FR) | FR | #NAME?
1533 | Ménières | Ménières | FR | #NAME?
1774 | Cousset | Montagny (FR) | FR | #NAME?
1774 | Cousset | Montagny (FR) | FR | #NAME?
1774 | Montagny-les-Monts | Montagny (FR) | FR | #NAME?
1775 | Mannens | Montagny (FR) | FR | #NAME?
1775 | Grandsivaz | Montagny (FR) | FR | #NAME?
1776 | Montagny-la-Ville | Montagny (FR) | FR | #NAME?
1485 | Nuvilly | Nuvilly | FR | #NAME?
1410 | Prévondavaux | Prévondavaux | FR | #NAME?
1566 | St-Aubin FR | Saint-Aubin (FR) | FR | #NAME?
1566 | Les Friques | Saint-Aubin (FR) | FR | #NAME?
1541 | Sévaz | Sévaz | FR | #NAME?
1527 | Villeneuve FR | Surpierre | FR | #NAME?
1528 | Surpierre | Surpierre | FR | #NAME?
1528 | Praratoud | Surpierre | FR | #NAME?
1529 | Cheiry | Surpierre | FR | #NAME?
1534 | Chapelle (Broye) | Surpierre | FR | #NAME?
1565 | Vallon | Vallon | FR | #NAME?
1483 | Montet (Broye) | Les Montets | FR | #NAME?
1483 | Frasses | Les Montets | FR | #NAME?
1484 | Aumont | Les Montets | FR | #NAME?
1484 | Granges-de-Vesin | Les Montets | FR | #NAME?
1567 | Delley | Delley-Portalban | FR | #NAME?
1568 | Portalban | Delley-Portalban | FR | #NAME?
1563 | Dompierre FR | Belmont-Broye | FR | #NAME?
1564 | Domdidier | Belmont-Broye | FR | #NAME?
1773 | Léchelles | Belmont-Broye | FR | #NAME?
1773 | Chandon | Belmont-Broye | FR | #NAME?
1773 | Russy | Belmont-Broye | FR | #NAME?
1470 | Estavayer-le-Lac | Estavayer | FR | #NAME?
1473 | Font | Estavayer | FR | #NAME?
1473 | Font | Estavayer | FR | #NAME?
1475 | Autavaux | Estavayer | FR | #NAME?
1475 | Forel FR | Estavayer | FR | #NAME?
1475 | Montbrelloz | Estavayer | FR | #NAME?
1486 | Vuissens | Estavayer | FR | #NAME?
1489 | Murist | Estavayer | FR | #NAME?
1541 | Bussy FR | Estavayer | FR | #NAME?
1541 | Morens FR | Estavayer | FR | #NAME?
1542 | Rueyres-les-Prés | Estavayer | FR | #NAME?
1468 | Cheyres | Cheyres-Châbles | FR | #NAME?
1474 | Châbles FR | Cheyres-Châbles | FR | #NAME?
1673 | Auboranges | Auboranges | FR | #NAME?
1681 | Billens | Billens-Hennens | FR | #NAME?
1681 | Hennens | Billens-Hennens | FR | #NAME?
1608 | Chapelle (Glâne) | Chapelle (Glâne) | FR | #NAME?
1689 | Le Châtelard-près-Romont | Le Châtelard | FR | #NAME?
1553 | Châtonnaye | Châtonnaye | FR | #NAME?
1673 | Ecublens FR | Ecublens (FR) | FR | #NAME?
1686 | Grangettes-près-Romont | Grangettes | FR | #NAME?
1692 | Massonnens | Massonnens | FR | #NAME?
1680 | Berlens | Mézières (FR) | FR | #NAME?
1684 | Mézières FR | Mézières (FR) | FR | #NAME?
1674 | Montet (Glâne) | Montet (Glâne) | FR | #NAME?
1680 | Romont FR | Romont (FR) | FR | #NAME?
1673 | Promasens | Rue | FR | #NAME?
1673 | Gillarens | Rue | FR | #NAME?
1673 | Rue | Rue | FR | #NAME?
1675 | Blessens | Rue | FR | #NAME?
1676 | Chavannes-les-Forts | Siviriez | FR | #NAME?
1677 | Prez-vers-Siviriez | Siviriez | FR | #NAME?
1678 | Siviriez | Siviriez | FR | #NAME?
1679 | Villaraboud | Siviriez | FR | #NAME?
1670 | Ursy | Ursy | FR | #NAME?
1670 | Bionnens | Ursy | FR | #NAME?
1670 | Esmonts | Ursy | FR | #NAME?
1674 | Vuarmarens | Ursy | FR | #NAME?
1674 | Morlens | Ursy | FR | #NAME?
1675 | Vauderens | Ursy | FR | #NAME?
1675 | Mossel | Ursy | FR | #NAME?
1685 | Villariaz | Vuisternens-devant-Romont | FR | #NAME?
1686 | La Neirigue | Vuisternens-devant-Romont | FR | #NAME?
1687 | Vuisternens-devant-Romont | Vuisternens-devant-Romont | FR | #NAME?
1687 | La Magne | Vuisternens-devant-Romont | FR | #NAME?
1687 | Estévenens | Vuisternens-devant-Romont | FR | #NAME?
1688 | Sommentier | Vuisternens-devant-Romont | FR | #NAME?
1688 | Lieffrens | Vuisternens-devant-Romont | FR | #NAME?
1697 | La Joux FR | Vuisternens-devant-Romont | FR | #NAME?
1697 | Les Ecasseys | Vuisternens-devant-Romont | FR | #NAME?
1694 | Villarsiviriaux | Villorsonnens | FR | #NAME?
1694 | Villargiroud | Villorsonnens | FR | #NAME?
1694 | Orsonnens | Villorsonnens | FR | #NAME?
1694 | Chavannes-sous-Orsonnens | Villorsonnens | FR | #NAME?
1748 | Torny-le-Grand | Torny | FR | #NAME?
1749 | Middes | Torny | FR | #NAME?
1690 | Villaz-St-Pierre | Villaz | FR | #NAME?
1690 | Lussy FR | Villaz | FR | #NAME?
1691 | Villarimboud | Villaz | FR | #NAME?
1669 | Albeuve | Haut-Intyamon | FR | #NAME?
1669 | Lessoc | Haut-Intyamon | FR | #NAME?
1669 | Les Sciernes-d'Albeuve | Haut-Intyamon | FR | #NAME?
1669 | Neirivue | Haut-Intyamon | FR | #NAME?
1669 | Montbovon | Haut-Intyamon | FR | #NAME?
1643 | Gumefens | Pont-en-Ogoz | FR | #NAME?
1644 | Avry-devant-Pont | Pont-en-Ogoz | FR | #NAME?
1645 | Le Bry | Pont-en-Ogoz | FR | #NAME?
1652 | Botterens | Botterens | FR | #NAME?
1652 | Villarbeney | Botterens | FR | #NAME?
1636 | Broc | Broc | FR | #NAME?
1630 | Bulle | Bulle | FR | #NAME?
1635 | La Tour-de-Trême | Bulle | FR | #NAME?
1653 | Châtel-sur-Montsalvens | Châtel-sur-Montsalvens | FR | #NAME?
1647 | Corbières | Corbières | FR | #NAME?
1651 | Villarvolard | Corbières | FR | #NAME?
1653 | Crésuz | Crésuz | FR | #NAME?
1646 | Echarlens | Echarlens | FR | #NAME?
1666 | Grandvillard | Grandvillard | FR | #NAME?
1663 | Gruyères | Gruyères | FR | #NAME?
1663 | Pringy | Gruyères | FR | #NAME?
1663 | Epagny | Gruyères | FR | #NAME?
1663 | Moléson-sur-Gruyères | Gruyères | FR | #NAME?
1648 | Hauteville | Hauteville | FR | #NAME?
1656 | Jaun | Jaun | FR | #NAME?
1656 | Im Fang | Jaun | FR | #NAME?
1633 | Marsens | Marsens | FR | #NAME?
1633 | Vuippens | Marsens | FR | #NAME?
1638 | Morlon | Morlon | FR | #NAME?
1661 | Le Pâquier-Montbarry | Le Pâquier (FR) | FR | #NAME?
1649 | Pont-la-Ville | Pont-la-Ville | FR | #NAME?
1632 | Riaz | Riaz | FR | #NAME?
1634 | La Roche FR | La Roche | FR | #NAME?
1625 | Sâles (Gruyère) | Sâles | FR | #NAME?
1625 | Maules | Sâles | FR | #NAME?
1626 | Romanens | Sâles | FR | #NAME?
1626 | Treyfayes | Sâles | FR | #NAME?
1626 | Rueyres-Treyfayes | Sâles | FR | #NAME?
1642 | Sorens | Sorens | FR | #NAME?
1627 | Vaulruz | Vaulruz | FR | #NAME?
1628 | Vuadens | Vuadens | FR | #NAME?
1665 | Estavannens | Bas-Intyamon | FR | #NAME?
1666 | Villars-sous-Mont | Bas-Intyamon | FR | #NAME?
1667 | Enney | Bas-Intyamon | FR | #NAME?
1637 | Charmey (Gruyère) | Val-de-Charmey | FR | #NAME?
1654 | Cerniat FR | Val-de-Charmey | FR | #NAME?
1742 | Autigny | Autigny | FR | #NAME?
1754 | Corjolens | Avry | FR | #NAME?
1754 | Avry-sur-Matran | Avry | FR | #NAME?
1782 | Belfaux | Belfaux | FR | #NAME?
1782 | Autafond | Belfaux | FR | #NAME?
1744 | Chénens | Chénens | FR | #NAME?
1720 | Corminboeuf | Corminboeuf | FR | #NAME?
1720 | Chésopelloz | Corminboeuf | FR | #NAME?
1741 | Cottens FR | Cottens (FR) | FR | #NAME?
1724 | Ferpicloz | Ferpicloz | FR | #NAME?
1700 | Fribourg | Fribourg | FR | #NAME?
1722 | Bourguillon | Fribourg | FR | #NAME?
1762 | Givisiez | Givisiez | FR | #NAME?
1763 | Granges-Paccot | Granges-Paccot | FR | #NAME?
1772 | Grolley | Grolley | FR | #NAME?
1723 | Marly | Marly | FR | #NAME?
1753 | Matran | Matran | FR | #NAME?
1740 | Neyruz FR | Neyruz (FR) | FR | #NAME?
1723 | Pierrafortscha | Pierrafortscha | FR | #NAME?
1772 | Nierlet-les-Bois | Ponthaux | FR | #NAME?
1772 | Ponthaux | Ponthaux | FR | #NAME?
1724 | Le Mouret | Le Mouret | FR | #NAME?
1724 | Essert FR | Le Mouret | FR | #NAME?
1724 | Montévraz | Le Mouret | FR | #NAME?
1724 | Oberried FR | Le Mouret | FR | #NAME?
1724 | Zénauva | Le Mouret | FR | #NAME?
1724 | Bonnefontaine | Le Mouret | FR | #NAME?
1733 | Treyvaux | Treyvaux | FR | #NAME?
1752 | Villars-sur-Glâne | Villars-sur-Glâne | FR | #NAME?
1723 | Villarsel-sur-Marly | Villarsel-sur-Marly | FR | #NAME?
1725 | Posieux | Hauterive (FR) | FR | #NAME?
1730 | Ecuvillens | Hauterive (FR) | FR | #NAME?
1745 | Lentigny | La Brillaz | FR | #NAME?
1756 | Onnens FR | La Brillaz | FR | #NAME?
1756 | Lovens | La Brillaz | FR | #NAME?
1782 | Lossy | La Sonnaz | FR | #NAME?
1782 | La Corbaz | La Sonnaz | FR | #NAME?
1782 | Cormagens | La Sonnaz | FR | #NAME?
1782 | Formangueires | La Sonnaz | FR | #NAME?
1695 | Villarlod | Gibloux | FR | #NAME?
1695 | Rueyres-St-Laurent | Gibloux | FR | #NAME?
1695 | Estavayer-le-Gibloux | Gibloux | FR | #NAME?
1695 | Villarsel-le-Gibloux | Gibloux | FR | #NAME?
1696 | Vuisternens-en-Ogoz | Gibloux | FR | #NAME?
1726 | Farvagny-le-Grand | Gibloux | FR | #NAME?
1726 | Farvagny-le-Petit | Gibloux | FR | #NAME?
1726 | Grenilles | Gibloux | FR | #NAME?
1726 | Posat | Gibloux | FR | #NAME?
1727 | Corpataux | Gibloux | FR | #NAME?
1727 | Magnedens | Gibloux | FR | #NAME?
1728 | Rossens FR | Gibloux | FR | #NAME?
1746 | Prez-vers-Noréaz | Prez | FR | #NAME?
1747 | Corserey | Prez | FR | #NAME?
1757 | Noréaz | Prez | FR | #NAME?
1724 | Senèdes | Bois-d'Amont | FR | #NAME?
1731 | Ependes FR | Bois-d'Amont | FR | #NAME?
1732 | Arconciel | Bois-d'Amont | FR | #NAME?
1796 | Courgevaux | Courgevaux | FR | #NAME?
1583 | Villarepos | Courtepin | FR | #NAME?
1783 | Pensier | Courtepin | FR | #NAME?
1783 | Barberêche | Courtepin | FR | #NAME?
1784 | Courtepin | Courtepin | FR | #NAME?
1784 | Wallenried | Courtepin | FR | #NAME?
1791 | Courtaman | Courtepin | FR | #NAME?
1785 | Cressier FR | Cressier (FR) | FR | #NAME?
3284 | Fräschels | Fräschels | FR | #NAME?
3280 | Greng | Greng | FR | #NAME?
1792 | Cordast | Gurmels | FR | #NAME?
1792 | Guschelmuth | Gurmels | FR | #NAME?
3206 | Wallenbuch | Gurmels | FR | #NAME?
3212 | Gurmels | Gurmels | FR | #NAME?
3212 | Kleingurmels | Gurmels | FR | #NAME?
3213 | Liebistorf | Gurmels | FR | #NAME?
3210 | Kerzers | Kerzers | FR | #NAME?
3213 | Kleinbösingen | Kleinbösingen | FR | #NAME?
3280 | Meyriez | Meyriez | FR | #NAME?
1721 | Misery | Misery-Courtion | FR | #NAME?
1721 | Cormérod | Misery-Courtion | FR | #NAME?
1721 | Courtion | Misery-Courtion | FR | #NAME?
1721 | Cournillens | Misery-Courtion | FR | #NAME?
3286 | Muntelier | Muntelier | FR | #NAME?
1595 | Clavaleyres | Murten | FR | #NAME?
1793 | Jeuss | Murten | FR | #NAME?
1794 | Salvenach | Murten | FR | #NAME?
1795 | Courlevon | Murten | FR | #NAME?
3215 | Gempenach | Murten | FR | #NAME?
3215 | Büchslen | Murten | FR | #NAME?
3215 | Lurtigen | Murten | FR | #NAME?
3280 | Murten | Murten | FR | #NAME?
3285 | Galmiz | Murten | FR | #NAME?
3216 | Ried b. Kerzers | Ried bei Kerzers | FR | #NAME?
3216 | Agriswil | Ried bei Kerzers | FR | #NAME?
3214 | Ulmiz | Ulmiz | FR | #NAME?
1786 | Sugiez | Mont-Vully | FR | #NAME?
1787 | Môtier (Vully) | Mont-Vully | FR | #NAME?
1787 | Mur (Vully) FR | Mont-Vully | FR | #NAME?
1788 | Praz (Vully) | Mont-Vully | FR | #NAME?
1789 | Lugnorre | Mont-Vully | FR | #NAME?
1719 | Brünisried | Brünisried | FR | #NAME?
3186 | Düdingen | Düdingen | FR | #NAME?
1735 | Giffers | Giffers | FR | #NAME?
3178 | Bösingen | Bösingen | FR | #NAME?
1714 | Heitenried | Heitenried | FR | #NAME?
1716 | Plaffeien | Plaffeien | FR | #NAME?
1716 | Oberschrot | Plaffeien | FR | #NAME?
1716 | Schwarzsee | Plaffeien | FR | #NAME?
1719 | Zumholz | Plaffeien | FR | #NAME?
1737 | Plasselb | Plasselb | FR | #NAME?
1718 | Rechthalten | Rechthalten | FR | #NAME?
1736 | St. Silvester | St. Silvester | FR | #NAME?
1717 | St. Ursen | St. Ursen | FR | #NAME?
3185 | Schmitten FR | Schmitten (FR) | FR | #NAME?
1712 | Tafers | Tafers | FR | #NAME?
1713 | St. Antoni | Tafers | FR | #NAME?
1715 | Alterswil FR | Tafers | FR | #NAME?
1734 | Tentlingen | Tentlingen | FR | #NAME?
3182 | Ueberstorf | Ueberstorf | FR | #NAME?
3175 | Flamatt | Wünnewil-Flamatt | FR | #NAME?
3184 | Wünnewil | Wünnewil-Flamatt | FR | #NAME?
1616 | Attalens | Attalens | FR | #NAME?
1617 | Tatroz | Attalens | FR | #NAME?
1615 | Bossonnens | Bossonnens | FR | #NAME?
1618 | Châtel-St-Denis | Châtel-Saint-Denis | FR | #NAME?
1619 | Les Paccots | Châtel-Saint-Denis | FR | #NAME?
1614 | Granges (Veveyse) | Granges (Veveyse) | FR | #NAME?
1617 | Remaufens | Remaufens | FR | #NAME?
1609 | St-Martin FR | Saint-Martin (FR) | FR | #NAME?
1609 | Besencens | Saint-Martin (FR) | FR | #NAME?
1609 | Fiaugères | Saint-Martin (FR) | FR | #NAME?
1623 | Semsales | Semsales | FR | #NAME?
1699 | Porsel | Le Flon | FR | #NAME?
1699 | Pont (Veveyse) | Le Flon | FR | #NAME?
1699 | Bouloz | Le Flon | FR | #NAME?
1611 | Le Crêt-près-Semsales | La Verrerie | FR | #NAME?
1624 | La Verrerie | La Verrerie | FR | #NAME?
1624 | Grattavache | La Verrerie | FR | #NAME?
1624 | Progens | La Verrerie | FR | #NAME?
1624 | Progens | La Verrerie | FR | #NAME?
4622 | Egerkingen | Egerkingen | SO | #NAME?
4624 | Härkingen | Härkingen | SO | #NAME?
4703 | Kestenholz | Kestenholz | SO | #NAME?
4623 | Neuendorf | Neuendorf | SO | #NAME?
4626 | Niederbuchsiten | Niederbuchsiten | SO | #NAME?
4625 | Oberbuchsiten | Oberbuchsiten | SO | #NAME?
4702 | Oensingen | Oensingen | SO | #NAME?
4628 | Wolfwil | Wolfwil | SO | #NAME?
4714 | Aedermannsdorf | Aedermannsdorf | SO | #NAME?
4710 | Balsthal | Balsthal | SO | #NAME?
4715 | Herbetswil | Herbetswil | SO | #NAME?
4718 | Holderbank SO | Holderbank (SO) | SO | #NAME?
4712 | Laupersdorf | Laupersdorf | SO | #NAME?
4713 | Matzendorf | Matzendorf | SO | #NAME?
4717 | Mümliswil | Mümliswil-Ramiswil | SO | #NAME?
4719 | Ramiswil | Mümliswil-Ramiswil | SO | #NAME?
4716 | Welschenrohr | Welschenrohr-Gänsbrunnen | SO | #NAME?
4716 | Gänsbrunnen | Welschenrohr-Gänsbrunnen | SO | #NAME?
4585 | Biezwil | Biezwil | SO | #NAME?
4571 | Lüterkofen | Lüterkofen-Ichertswil | SO | #NAME?
4571 | Ichertswil | Lüterkofen-Ichertswil | SO | #NAME?
4584 | Lüterswil | Lüterswil-Gächliwil | SO | #NAME?
4584 | Gächliwil | Lüterswil-Gächliwil | SO | #NAME?
3254 | Messen | Messen | SO | #NAME?
3254 | Balm b. Messen | Messen | SO | #NAME?
3307 | Brunnenthal | Messen | SO | #NAME?
4588 | Oberramsern | Messen | SO | #NAME?
3253 | Schnottwil | Schnottwil | SO | #NAME?
4588 | Unterramsern | Unterramsern | SO | #NAME?
4574 | Nennigkofen | Lüsslingen-Nennigkofen | SO | #NAME?
4574 | Lüsslingen | Lüsslingen-Nennigkofen | SO | #NAME?
4576 | Tscheppach | Buchegg | SO | #NAME?
4577 | Hessigkofen | Buchegg | SO | #NAME?
4578 | Bibern SO | Buchegg | SO | #NAME?
4579 | Gossliwil | Buchegg | SO | #NAME?
4581 | Küttigkofen | Buchegg | SO | #NAME?
4582 | Brügglen | Buchegg | SO | #NAME?
4583 | Mühledorf SO | Buchegg | SO | #NAME?
4583 | Aetigkofen | Buchegg | SO | #NAME?
4586 | Kyburg-Buchegg | Buchegg | SO | #NAME?
4587 | Aetingen | Buchegg | SO | #NAME?
4588 | Brittern | Buchegg | SO | #NAME?
4112 | Bättwil | Bättwil | SO | #NAME?
4413 | Büren SO | Büren (SO) | SO | #NAME?
4143 | Dornach | Dornach | SO | #NAME?
4145 | Gempen | Gempen | SO | #NAME?
4146 | Hochwald | Hochwald | SO | #NAME?
4112 | Flüh | Hofstetten-Flüh | SO | #NAME?
4114 | Hofstetten SO | Hofstetten-Flüh | SO | #NAME?
4115 | Mariastein | Metzerlen-Mariastein | SO | #NAME?
4116 | Metzerlen | Metzerlen-Mariastein | SO | #NAME?
4412 | Nuglar | Nuglar-St. Pantaleon | SO | #NAME?
4421 | St. Pantaleon | Nuglar-St. Pantaleon | SO | #NAME?
4118 | Rodersdorf | Rodersdorf | SO | #NAME?
4206 | Seewen SO | Seewen | SO | #NAME?
4108 | Witterswil | Witterswil | SO | #NAME?
4633 | Hauenstein | Hauenstein-Ifenthal | SO | #NAME?
4468 | Kienberg | Kienberg | SO | #NAME?
4654 | Lostorf | Lostorf | SO | #NAME?
5013 | Niedergösgen | Niedergösgen | SO | #NAME?
4653 | Obergösgen | Obergösgen | SO | #NAME?
4655 | Stüsslingen | Stüsslingen | SO | #NAME?
4655 | Rohr b. Olten | Stüsslingen | SO | #NAME?
4632 | Trimbach | Trimbach | SO | #NAME?
4652 | Winznau | Winznau | SO | #NAME?
4634 | Wisen SO | Wisen (SO) | SO | #NAME?
5015 | Erlinsbach SO | Erlinsbach (SO) | SO | #NAME?
4556 | Aeschi SO | Aeschi (SO) | SO | #NAME?
4556 | Burgäschi | Aeschi (SO) | SO | #NAME?
4556 | Steinhof SO | Aeschi (SO) | SO | #NAME?
4562 | Biberist | Biberist | SO | #NAME?
4556 | Bolken | Bolken | SO | #NAME?
4543 | Deitingen | Deitingen | SO | #NAME?
4552 | Derendingen | Derendingen | SO | #NAME?
4554 | Etziken | Etziken | SO | #NAME?
4563 | Gerlafingen | Gerlafingen | SO | #NAME?
4566 | Halten | Halten | SO | #NAME?
4557 | Horriwil | Horriwil | SO | #NAME?
4554 | Hüniken | Hüniken | SO | #NAME?
4566 | Kriegstetten | Kriegstetten | SO | #NAME?
4573 | Lohn-Ammannsegg | Lohn-Ammannsegg | SO | #NAME?
4542 | Luterbach | Luterbach | SO | #NAME?
4564 | Obergerlafingen | Obergerlafingen | SO | #NAME?
4566 | Oekingen | Oekingen | SO | #NAME?
4565 | Recherswil | Recherswil | SO | #NAME?
4553 | Subingen | Subingen | SO | #NAME?
4528 | Zuchwil | Zuchwil | SO | #NAME?
4558 | Hersiwil | Drei Höfe | SO | #NAME?
4558 | Heinrichswil | Drei Höfe | SO | #NAME?
4558 | Winistorf | Drei Höfe | SO | #NAME?
4524 | Balmberg | Balm bei Günsberg | SO | #NAME?
4524 | Oberbalmberg | Balm bei Günsberg | SO | #NAME?
4525 | Balm b. Günsberg | Balm bei Günsberg | SO | #NAME?
4512 | Bellach | Bellach | SO | #NAME?
2544 | Bettlach | Bettlach | SO | #NAME?
4532 | Feldbrunnen | Feldbrunnen-St. Niklaus | SO | #NAME?
4534 | Flumenthal | Flumenthal | SO | #NAME?
2540 | Grenchen | Grenchen | SO | #NAME?
4524 | Günsberg | Günsberg | SO | #NAME?
4535 | Hubersdorf | Hubersdorf | SO | #NAME?
4535 | Kammersrohr | Kammersrohr | SO | #NAME?
4513 | Langendorf | Langendorf | SO | #NAME?
4514 | Lommiswil | Lommiswil | SO | #NAME?
4515 | Oberdorf SO | Oberdorf (SO) | SO | #NAME?
4515 | Weissenstein b. Solothurn | Oberdorf (SO) | SO | #NAME?
4523 | Niederwil SO | Riedholz | SO | #NAME?
4533 | Riedholz | Riedholz | SO | #NAME?
4522 | Rüttenen | Rüttenen | SO | #NAME?
2545 | Selzach | Selzach | SO | #NAME?
4618 | Boningen | Boningen | SO | #NAME?
4658 | Däniken SO | Däniken | SO | #NAME?
4657 | Dulliken | Dulliken | SO | #NAME?
5012 | Wöschnau | Eppenberg-Wöschnau | SO | #NAME?
5012 | Eppenberg | Eppenberg-Wöschnau | SO | #NAME?
4629 | Fulenbach | Fulenbach | SO | #NAME?
5014 | Gretzenbach | Gretzenbach | SO | #NAME?
4617 | Gunzgen | Gunzgen | SO | #NAME?
4614 | Hägendorf | Hägendorf | SO | #NAME?
4615 | Allerheiligenberg | Hägendorf | SO | #NAME?
4616 | Kappel SO | Kappel (SO) | SO | #NAME?
4600 | Olten | Olten | SO | #NAME?
4613 | Rickenbach SO | Rickenbach (SO) | SO | #NAME?
5012 | Schönenwerd | Schönenwerd | SO | #NAME?
4656 | Starrkirch-Wil | Starrkirch-Wil | SO | #NAME?
5746 | Walterswil SO | Walterswil (SO) | SO | #NAME?
4612 | Wangen b. Olten | Wangen bei Olten | SO | #NAME?
4500 | Solothurn | Solothurn | SO | #NAME?
4252 | Bärschwil | Bärschwil | SO | #NAME?
4229 | Beinwil SO | Beinwil (SO) | SO | #NAME?
4226 | Breitenbach | Breitenbach | SO | #NAME?
4227 | Büsserach | Büsserach | SO | #NAME?
4228 | Erschwil | Erschwil | SO | #NAME?
4232 | Fehren | Fehren | SO | #NAME?
4247 | Grindel | Grindel | SO | #NAME?
4204 | Himmelried | Himmelried | SO | #NAME?
4245 | Kleinlützel | Kleinlützel | SO | #NAME?
4233 | Meltingen | Meltingen | SO | #NAME?
4208 | Nunningen | Nunningen | SO | #NAME?
4234 | Zullwil | Zullwil | SO | #NAME?
4001 | Basel | Basel | BS | #NAME?
4031 | Basel | Basel | BS | #NAME?
4031 | Basel | Basel | BS | #NAME?
4051 | Basel | Basel | BS | #NAME?
4052 | Basel | Basel | BS | #NAME?
4052 | Basel | Basel | BS | #NAME?
4053 | Basel | Basel | BS | #NAME?
4054 | Basel | Basel | BS | #NAME?
4055 | Basel | Basel | BS | #NAME?
4056 | Basel | Basel | BS | #NAME?
4057 | Basel | Basel | BS | #NAME?
4058 | Basel | Basel | BS | #NAME?
4059 | Basel | Basel | BS | #NAME?
4126 | Bettingen | Bettingen | BS | #NAME?
4125 | Riehen | Riehen | BS | #NAME?
4147 | Aesch BL | Aesch (BL) | BL | #NAME?
4123 | Allschwil | Allschwil | BL | #NAME?
4144 | Arlesheim | Arlesheim | BL | #NAME?
4105 | Biel-Benken BL | Biel-Benken | BL | #NAME?
4101 | Bruderholz | Binningen | BL | #NAME?
4102 | Binningen | Binningen | BL | #NAME?
4127 | Birsfelden | Birsfelden | BL | #NAME?
4103 | Bottmingen | Bottmingen | BL | #NAME?
4107 | Ettingen | Ettingen | BL | #NAME?
4142 | Münchenstein | Münchenstein | BL | #NAME?
4132 | Muttenz | Muttenz | BL | #NAME?
4104 | Oberwil BL | Oberwil (BL) | BL | #NAME?
4148 | Pfeffingen | Pfeffingen | BL | #NAME?
4153 | Reinach BL | Reinach (BL) | BL | #NAME?
4124 | Schönenbuch | Schönenbuch | BL | #NAME?
4106 | Therwil | Therwil | BL | #NAME?
4223 | Blauen | Blauen | BL | #NAME?
4225 | Brislach | Brislach | BL | #NAME?
4117 | Burg im Leimental | Burg im Leimental | BL | #NAME?
4243 | Dittingen | Dittingen | BL | #NAME?
4202 | Duggingen | Duggingen | BL | #NAME?
4203 | Grellingen | Grellingen | BL | #NAME?
4242 | Laufen | Laufen | BL | #NAME?
4253 | Liesberg | Liesberg | BL | #NAME?
4254 | Liesberg Dorf | Liesberg | BL | #NAME?
4224 | Nenzlingen | Nenzlingen | BL | #NAME?
2814 | Roggenburg | Roggenburg | BL | #NAME?
4244 | Röschenz | Röschenz | BL | #NAME?
4246 | Wahlen b. Laufen | Wahlen | BL | #NAME?
4222 | Zwingen | Zwingen | BL | #NAME?
4422 | Arisdorf | Arisdorf | BL | #NAME?
4302 | Augst BL | Augst | BL | #NAME?
4416 | Bubendorf | Bubendorf | BL | #NAME?
4402 | Frenkendorf | Frenkendorf | BL | #NAME?
4414 | Füllinsdorf | Füllinsdorf | BL | #NAME?
4304 | Giebenach | Giebenach | BL | #NAME?
4423 | Hersberg | Hersberg | BL | #NAME?
4415 | Lausen | Lausen | BL | #NAME?
4410 | Liestal | Liestal | BL | #NAME?
4419 | Lupsingen | Lupsingen | BL | #NAME?
4133 | Pratteln | Pratteln | BL | #NAME?
4433 | Ramlinsburg | Ramlinsburg | BL | #NAME?
4411 | Seltisberg | Seltisberg | BL | #NAME?
4417 | Ziefen | Ziefen | BL | #NAME?
4469 | Anwil | Anwil | BL | #NAME?
4461 | Böckten | Böckten | BL | #NAME?
4446 | Buckten | Buckten | BL | #NAME?
4463 | Buus | Buus | BL | #NAME?
4442 | Diepflingen | Diepflingen | BL | #NAME?
4460 | Gelterkinden | Gelterkinden | BL | #NAME?
4445 | Häfelfingen | Häfelfingen | BL | #NAME?
4465 | Hemmiken | Hemmiken | BL | #NAME?
4452 | Itingen | Itingen | BL | #NAME?
4447 | Känerkinden | Känerkinden | BL | #NAME?
4496 | Kilchberg BL | Kilchberg (BL) | BL | #NAME?
4448 | Läufelfingen | Läufelfingen | BL | #NAME?
4464 | Maisprach | Maisprach | BL | #NAME?
4453 | Nusshof | Nusshof | BL | #NAME?
4494 | Oltingen | Oltingen | BL | #NAME?
4466 | Ormalingen | Ormalingen | BL | #NAME?
4462 | Rickenbach BL | Rickenbach (BL) | BL | #NAME?
4467 | Rothenfluh | Rothenfluh | BL | #NAME?
4444 | Rümlingen | Rümlingen | BL | #NAME?
4497 | Rünenberg | Rünenberg | BL | #NAME?
4450 | Sissach | Sissach | BL | #NAME?
4492 | Tecknau | Tecknau | BL | #NAME?
4456 | Tenniken | Tenniken | BL | #NAME?
4441 | Thürnen | Thürnen | BL | #NAME?
4493 | Wenslingen | Wenslingen | BL | #NAME?
4451 | Wintersingen | Wintersingen | BL | #NAME?
4443 | Wittinsburg | Wittinsburg | BL | #NAME?
4495 | Zeglingen | Zeglingen | BL | #NAME?
4455 | Zunzgen | Zunzgen | BL | #NAME?
4424 | Arboldswil | Arboldswil | BL | #NAME?
4431 | Bennwil | Bennwil | BL | #NAME?
4207 | Bretzwil | Bretzwil | BL | #NAME?
4457 | Diegten | Diegten | BL | #NAME?
4458 | Eptingen | Eptingen | BL | #NAME?
4434 | Hölstein | Hölstein | BL | #NAME?
4432 | Lampenberg | Lampenberg | BL | #NAME?
4438 | Langenbruck | Langenbruck | BL | #NAME?
4426 | Lauwil | Lauwil | BL | #NAME?
4436 | Liedertswil | Liedertswil | BL | #NAME?
4435 | Niederdorf | Niederdorf | BL | #NAME?
4436 | Oberdorf BL | Oberdorf (BL) | BL | #NAME?
4418 | Reigoldswil | Reigoldswil | BL | #NAME?
4425 | Titterten | Titterten | BL | #NAME?
4437 | Waldenburg | Waldenburg | BL | #NAME?
8214 | Gächlingen | Gächlingen | SH | #NAME?
8214 | Gächlingen | Gächlingen | SH | #NAME?
8224 | Löhningen | Löhningen | SH | #NAME?
8213 | Neunkirch | Neunkirch | SH | #NAME?
8236 | Büttenhardt | Büttenhardt | SH | #NAME?
8239 | Dörflingen | Dörflingen | SH | #NAME?
8235 | Lohn SH | Lohn (SH) | SH | #NAME?
8234 | Stetten SH | Stetten (SH) | SH | #NAME?
8236 | Opfertshofen SH | Thayngen | SH | #NAME?
8240 | Thayngen | Thayngen | SH | #NAME?
8241 | Barzheim | Thayngen | SH | #NAME?
8242 | Bibern SH | Thayngen | SH | #NAME?
8242 | Hofen SH | Thayngen | SH | #NAME?
8243 | Altdorf SH | Thayngen | SH | #NAME?
8233 | Bargen SH | Bargen (SH) | SH | #NAME?
8222 | Beringen | Beringen | SH | #NAME?
8223 | Guntmadingen | Beringen | SH | #NAME?
8454 | Buchberg | Buchberg | SH | #NAME?
8232 | Merishausen | Merishausen | SH | #NAME?
8212 | Neuhausen am Rheinfall | Neuhausen am Rheinfall | SH | #NAME?
8455 | Rüdlingen | Rüdlingen | SH | #NAME?
8200 | Schaffhausen | Schaffhausen | SH | #NAME?
8203 | Schaffhausen | Schaffhausen | SH | #NAME?
8207 | Schaffhausen | Schaffhausen | SH | #NAME?
8208 | Schaffhausen | Schaffhausen | SH | #NAME?
8231 | Hemmental | Schaffhausen | SH | #NAME?
8228 | Beggingen | Beggingen | SH | #NAME?
8226 | Schleitheim | Schleitheim | SH | #NAME?
8225 | Siblingen | Siblingen | SH | #NAME?
8263 | Buch SH | Buch (SH) | SH | #NAME?
8261 | Hemishofen | Hemishofen | SH | #NAME?
8262 | Ramsen | Ramsen | SH | #NAME?
8260 | Stein am Rhein | Stein am Rhein | SH | #NAME?
8215 | Hallau | Hallau | SH | #NAME?
8216 | Oberhallau | Oberhallau | SH | #NAME?
8219 | Trasadingen | Trasadingen | SH | #NAME?
8217 | Wilchingen | Wilchingen | SH | #NAME?
8217 | Wilchingen | Wilchingen | SH | #NAME?
8218 | Osterfingen | Wilchingen | SH | #NAME?
9100 | Herisau | Herisau | AR | #NAME?
9112 | Schachen b. Herisau | Herisau | AR | #NAME?
9064 | Hundwil | Hundwil | AR | #NAME?
9105 | Schönengrund | Schönengrund | AR | #NAME?
9103 | Schwellbrunn | Schwellbrunn | AR | #NAME?
9063 | Stein AR | Stein (AR) | AR | #NAME?
9107 | Urnäsch | Urnäsch | AR | #NAME?
9104 | Waldstatt | Waldstatt | AR | #NAME?
9055 | Bühler | Bühler | AR | #NAME?
9056 | Gais | Gais | AR | #NAME?
9037 | Speicherschwendi | Speicher | AR | #NAME?
9042 | Speicher | Speicher | AR | #NAME?
9052 | Niederteufen | Teufen (AR) | AR | #NAME?
9053 | Teufen AR | Teufen (AR) | AR | #NAME?
9062 | Lustmühle | Teufen (AR) | AR | #NAME?
9043 | Trogen | Trogen | AR | #NAME?
9035 | Grub AR | Grub (AR) | AR | #NAME?
9410 | Heiden | Heiden | AR | #NAME?
9405 | Wienacht-Tobel | Lutzenberg | AR | #NAME?
9426 | Lutzenberg | Lutzenberg | AR | #NAME?
9038 | Rehetobel | Rehetobel | AR | #NAME?
9411 | Reute AR | Reute (AR) | AR | #NAME?
9411 | Schachen b. Reute | Reute (AR) | AR | #NAME?
9044 | Wald AR | Wald (AR) | AR | #NAME?
9428 | Walzenhausen | Walzenhausen | AR | #NAME?
9427 | Wolfhalden | Wolfhalden | AR | #NAME?
9050 | Appenzell | Appenzell | AI | #NAME?
9050 | Appenzell Meistersrüte | Appenzell | AI | #NAME?
9108 | Gonten | Gonten | AI | #NAME?
9108 | Gontenbad | Gonten | AI | #NAME?
9108 | Jakobsbad | Gonten | AI | #NAME?
9050 | Appenzell Enggenhütten | Schlatt-Haslen | AI | #NAME?
9050 | Appenzell Schlatt | Schlatt-Haslen | AI | #NAME?
9054 | Haslen AI | Schlatt-Haslen | AI | #NAME?
9413 | Oberegg | Oberegg | AI | #NAME?
9413 | Oberegg | Oberegg | AI | #NAME?
9442 | Büriswilen | Oberegg | AI | #NAME?
9050 | Appenzell Eggerstanden | Schwende-Rüte | AI | #NAME?
9050 | Appenzell Steinegg | Schwende-Rüte | AI | #NAME?
9057 | Weissbad | Schwende-Rüte | AI | #NAME?
9057 | Schwende | Schwende-Rüte | AI | #NAME?
9057 | Wasserauen | Schwende-Rüte | AI | #NAME?
9058 | Brülisau | Schwende-Rüte | AI | #NAME?
9308 | Lömmenschwil | Häggenschwil | SG | #NAME?
9312 | Häggenschwil | Häggenschwil | SG | #NAME?
9313 | Muolen | Muolen | SG | #NAME?
9000 | St. Gallen | St. Gallen | SG | #NAME?
9008 | St. Gallen | St. Gallen | SG | #NAME?
9010 | St. Gallen | St. Gallen | SG | #NAME?
9011 | St. Gallen | St. Gallen | SG | #NAME?
9012 | St. Gallen | St. Gallen | SG | #NAME?
9014 | St. Gallen | St. Gallen | SG | #NAME?
9015 | St. Gallen | St. Gallen | SG | #NAME?
9016 | St. Gallen | St. Gallen | SG | #NAME?
9300 | Wittenbach | Wittenbach | SG | #NAME?
9305 | Berg SG | Berg (SG) | SG | #NAME?
9034 | Eggersriet | Eggersriet | SG | #NAME?
9036 | Grub SG | Eggersriet | SG | #NAME?
9403 | Goldach | Goldach | SG | #NAME?
9402 | Mörschwil | Mörschwil | SG | #NAME?
9400 | Rorschach | Rorschach | SG | #NAME?
9404 | Rorschacherberg | Rorschacherberg | SG | #NAME?
9323 | Steinach | Steinach | SG | #NAME?
9327 | Tübach | Tübach | SG | #NAME?
9033 | Untereggen | Untereggen | SG | #NAME?
9434 | Au SG | Au (SG) | SG | #NAME?
9435 | Heerbrugg | Au (SG) | SG | #NAME?
9436 | Balgach | Balgach | SG | #NAME?
9411 | Reute AR | Berneck | SG | #NAME?
9442 | Berneck | Berneck | SG | #NAME?
9444 | Diepoldsau | Diepoldsau | SG | #NAME?
9424 | Rheineck | Rheineck | SG | #NAME?
9430 | St. Margrethen SG | St. Margrethen | SG | #NAME?
9422 | Staad SG | Thal | SG | #NAME?
9423 | Altenrhein | Thal | SG | #NAME?
9425 | Thal | Thal | SG | #NAME?
9443 | Widnau | Widnau | SG | #NAME?
9450 | Altstätten SG | Altstätten | SG | #NAME?
9450 | Lüchingen | Altstätten | SG | #NAME?
9452 | Hinterforst | Altstätten | SG | #NAME?
9464 | Lienz | Altstätten | SG | #NAME?
9453 | Eichberg | Eichberg | SG | #NAME?
9437 | Marbach SG | Marbach (SG) | SG | #NAME?
9451 | Kriessern | Oberriet (SG) | SG | #NAME?
9462 | Montlingen | Oberriet (SG) | SG | #NAME?
9463 | Oberriet SG | Oberriet (SG) | SG | #NAME?
9445 | Rebstein | Rebstein | SG | #NAME?
9464 | Rüthi (Rheintal) | Rüthi (SG) | SG | #NAME?
9470 | Buchs SG | Buchs (SG) | SG | #NAME?
9473 | Gams | Gams | SG | #NAME?
9470 | Werdenberg | Grabs | SG | #NAME?
9472 | Grabs | Grabs | SG | #NAME?
9472 | Grabserberg | Grabs | SG | #NAME?
9465 | Salez | Sennwald | SG | #NAME?
9466 | Sennwald | Sennwald | SG | #NAME?
9467 | Frümsen | Sennwald | SG | #NAME?
9468 | Sax | Sennwald | SG | #NAME?
9469 | Haag (Rheintal) | Sennwald | SG | #NAME?
9475 | Sevelen | Sevelen | SG | #NAME?
9476 | Weite | Wartau | SG | #NAME?
9476 | Fontnas | Wartau | SG | #NAME?
9477 | Trübbach | Wartau | SG | #NAME?
9478 | Azmoos | Wartau | SG | #NAME?
9479 | Oberschan | Wartau | SG | #NAME?
9479 | Malans SG | Wartau | SG | #NAME?
9479 | Gretschins | Wartau | SG | #NAME?
7310 | Bad Ragaz | Bad Ragaz | SG | #NAME?
8890 | Flums | Flums | SG | #NAME?
8893 | Flums Hochwiese | Flums | SG | #NAME?
8894 | Flumserberg Saxli | Flums | SG | #NAME?
8895 | Flumserberg Portels | Flums | SG | #NAME?
8896 | Flumserberg Bergheim | Flums | SG | #NAME?
8897 | Flumserberg Tannenheim | Flums | SG | #NAME?
8898 | Flumserberg Tannenbodenalp | Flums | SG | #NAME?
7325 | Schwendi im Weisstannental | Mels | SG | #NAME?
7326 | Weisstannen | Mels | SG | #NAME?
8886 | Mädris-Vermol | Mels | SG | #NAME?
8887 | Mels | Mels | SG | #NAME?
8888 | Heiligkreuz (Mels) | Mels | SG | #NAME?
8889 | Plons | Mels | SG | #NAME?
7312 | Pfäfers | Pfäfers | SG | #NAME?
7313 | St. Margrethenberg | Pfäfers | SG | #NAME?
7314 | Vadura | Pfäfers | SG | #NAME?
7315 | Vättis | Pfäfers | SG | #NAME?
7317 | Valens | Pfäfers | SG | #NAME?
7317 | Vasön | Pfäfers | SG | #NAME?
8877 | Murg | Quarten | SG | #NAME?
8878 | Quinten | Quarten | SG | #NAME?
8882 | Unterterzen | Quarten | SG | #NAME?
8883 | Quarten | Quarten | SG | #NAME?
8884 | Oberterzen | Quarten | SG | #NAME?
8885 | Mols | Quarten | SG | #NAME?
7320 | Sargans | Sargans | SG | #NAME?
7323 | Wangs | Vilters-Wangs | SG | #NAME?
7323 | Wangs | Vilters-Wangs | SG | #NAME?
7324 | Vilters | Vilters-Wangs | SG | #NAME?
8880 | Walenstadt | Walenstadt | SG | #NAME?
8881 | Walenstadtberg | Walenstadt | SG | #NAME?
8881 | Tscherlach | Walenstadt | SG | #NAME?
8892 | Berschis | Walenstadt | SG | #NAME?
8873 | Amden | Amden | SG | #NAME?
8717 | Benken SG | Benken (SG) | SG | #NAME?
8722 | Kaltbrunn | Kaltbrunn | SG | #NAME?
8718 | Schänis | Schänis | SG | #NAME?
8723 | Rufi | Schänis | SG | #NAME?
8723 | Maseltrangen | Schänis | SG | #NAME?
8866 | Ziegelbrücke | Schänis | SG | #NAME?
8872 | Weesen | Weesen | SG | #NAME?
8716 | Schmerikon | Schmerikon | SG | #NAME?
8730 | Uznach | Uznach | SG | #NAME?
8640 | Rapperswil SG | Rapperswil-Jona | SG | #NAME?
8645 | Jona | Rapperswil-Jona | SG | #NAME?
8646 | Wagen | Rapperswil-Jona | SG | #NAME?
8715 | Bollingen | Rapperswil-Jona | SG | #NAME?
8725 | Ernetschwil | Gommiswald | SG | #NAME?
8725 | Gebertingen | Gommiswald | SG | #NAME?
8737 | Gommiswald | Gommiswald | SG | #NAME?
8738 | Uetliburg SG | Gommiswald | SG | #NAME?
8739 | Rieden SG | Gommiswald | SG | #NAME?
8638 | Goldingen | Eschenbach (SG) | SG | #NAME?
8727 | Walde SG | Eschenbach (SG) | SG | #NAME?
8732 | Neuhaus SG | Eschenbach (SG) | SG | #NAME?
8733 | Eschenbach SG | Eschenbach (SG) | SG | #NAME?
8734 | Ermenswil | Eschenbach (SG) | SG | #NAME?
8735 | St. Gallenkappel | Eschenbach (SG) | SG | #NAME?
8735 | Rüeterswil | Eschenbach (SG) | SG | #NAME?
9642 | Ebnat-Kappel | Ebnat-Kappel | SG | #NAME?
9656 | Alt St. Johann | Wildhaus-Alt St. Johann | SG | #NAME?
9657 | Unterwasser | Wildhaus-Alt St. Johann | SG | #NAME?
9658 | Wildhaus | Wildhaus-Alt St. Johann | SG | #NAME?
9643 | Krummenau | Nesslau | SG | #NAME?
9650 | Nesslau | Nesslau | SG | #NAME?
9651 | Ennetbühl | Nesslau | SG | #NAME?
9652 | Neu St. Johann | Nesslau | SG | #NAME?
9655 | Stein SG | Nesslau | SG | #NAME?
9633 | Hemberg | Hemberg | SG | #NAME?
9633 | Bächli (Hemberg) | Hemberg | SG | #NAME?
9620 | Lichtensteig | Lichtensteig | SG | #NAME?
9621 | Oberhelfenschwil | Oberhelfenschwil | SG | #NAME?
9114 | Hoffeld | Neckertal | SG | #NAME?
9115 | Dicken | Neckertal | SG | #NAME?
9122 | Mogelsberg | Neckertal | SG | #NAME?
9122 | Ebersol | Neckertal | SG | #NAME?
9123 | Nassen | Neckertal | SG | #NAME?
9125 | Brunnadern | Neckertal | SG | #NAME?
9126 | Necker | Neckertal | SG | #NAME?
9127 | St. Peterzell | Neckertal | SG | #NAME?
8726 | Ricken SG | Wattwil | SG | #NAME?
9622 | Krinau | Wattwil | SG | #NAME?
9630 | Wattwil | Wattwil | SG | #NAME?
9631 | Ulisbach | Wattwil | SG | #NAME?
9500 | Wil SG | Kirchberg (SG) | SG | #NAME?
9533 | Kirchberg SG | Kirchberg (SG) | SG | #NAME?
9533 | Dietschwil | Kirchberg (SG) | SG | #NAME?
9534 | Gähwil | Kirchberg (SG) | SG | #NAME?
9602 | Bazenheid | Kirchberg (SG) | SG | #NAME?
9602 | Müselbach | Kirchberg (SG) | SG | #NAME?
9601 | Lütisburg Station | Lütisburg | SG | #NAME?
9604 | Lütisburg | Lütisburg | SG | #NAME?
9604 | Unterrindal | Lütisburg | SG | #NAME?
9607 | Mosnang | Mosnang | SG | #NAME?
9612 | Dreien | Mosnang | SG | #NAME?
9613 | Mühlrüti | Mosnang | SG | #NAME?
9614 | Libingen | Mosnang | SG | #NAME?
9606 | Bütschwil | Bütschwil-Ganterschwil | SG | #NAME?
9608 | Ganterschwil | Bütschwil-Ganterschwil | SG | #NAME?
9615 | Dietfurt | Bütschwil-Ganterschwil | SG | #NAME?
9113 | Degersheim | Degersheim | SG | #NAME?
9116 | Wolfertswil | Degersheim | SG | #NAME?
9230 | Flawil | Flawil | SG | #NAME?
9231 | Egg (Flawil) | Flawil | SG | #NAME?
9243 | Jonschwil | Jonschwil | SG | #NAME?
9532 | Rickenbach b. Wil | Jonschwil | SG | #NAME?
9536 | Schwarzenbach SG | Jonschwil | SG | #NAME?
9604 | Oberrindal | Jonschwil | SG | #NAME?
9240 | Niederglatt SG | Oberuzwil | SG | #NAME?
9242 | Oberuzwil | Oberuzwil | SG | #NAME?
9248 | Bichwil | Oberuzwil | SG | #NAME?
9240 | Uzwil | Uzwil | SG | #NAME?
9244 | Niederuzwil | Uzwil | SG | #NAME?
9247 | Henau | Uzwil | SG | #NAME?
9249 | Algetshausen | Uzwil | SG | #NAME?
9249 | Niederstetten | Uzwil | SG | #NAME?
9249 | Oberstetten | Uzwil | SG | #NAME?
9246 | Niederbüren | Niederbüren | SG | #NAME?
9525 | Lenggenwil | Niederhelfenschwil | SG | #NAME?
9526 | Zuckenriet | Niederhelfenschwil | SG | #NAME?
9527 | Niederhelfenschwil | Niederhelfenschwil | SG | #NAME?
9203 | Niederwil SG | Oberbüren | SG | #NAME?
9245 | Oberbüren | Oberbüren | SG | #NAME?
9245 | Sonnental | Oberbüren | SG | #NAME?
9523 | Züberwangen | Zuzwil (SG) | SG | #NAME?
9524 | Zuzwil SG | Zuzwil (SG) | SG | #NAME?
9500 | Wil SG | Wil (SG) | SG | #NAME?
9512 | Rossrüti | Wil (SG) | SG | #NAME?
9552 | Bronschhofen | Wil (SG) | SG | #NAME?
9204 | Andwil SG | Andwil (SG) | SG | #NAME?
9030 | Abtwil SG | Gaiserwald | SG | #NAME?
9030 | St. Josefen | Gaiserwald | SG | #NAME?
9032 | Engelburg | Gaiserwald | SG | #NAME?
9200 | Gossau SG | Gossau (SG) | SG | #NAME?
9212 | Arnegg | Gossau (SG) | SG | #NAME?
9205 | Waldkirch | Waldkirch | SG | #NAME?
9304 | Bernhardzell | Waldkirch | SG | #NAME?
7077 | Valbella | Vaz/Obervaz | GR | #NAME?
7078 | Lenzerheide/Lai | Vaz/Obervaz | GR | #NAME?
7082 | Vaz/Obervaz | Vaz/Obervaz | GR | #NAME?
7450 | Tiefencastel | Vaz/Obervaz | GR | #NAME?
7083 | Lantsch/Lenz | Lantsch/Lenz | GR | #NAME?
7493 | Schmitten (Albula) | Schmitten (GR) | GR | #NAME?
7084 | Brienz/Brinzauls GR | Albula/Alvra | GR | #NAME?
7450 | Tiefencastel | Albula/Alvra | GR | #NAME?
7451 | Alvaschein | Albula/Alvra | GR | #NAME?
7458 | Mon | Albula/Alvra | GR | #NAME?
7459 | Stierva | Albula/Alvra | GR | #NAME?
7472 | Surava | Albula/Alvra | GR | #NAME?
7473 | Alvaneu Bad | Albula/Alvra | GR | #NAME?
7492 | Alvaneu Dorf | Albula/Alvra | GR | #NAME?
7452 | Cunter | Surses | GR | #NAME?
7453 | Tinizong | Surses | GR | #NAME?
7454 | Rona | Surses | GR | #NAME?
7455 | Mulegns | Surses | GR | #NAME?
7456 | Sur | Surses | GR | #NAME?
7456 | Marmorera | Surses | GR | #NAME?
7457 | Bivio | Surses | GR | #NAME?
7460 | Savognin | Surses | GR | #NAME?
7462 | Salouf | Surses | GR | #NAME?
7463 | Riom | Surses | GR | #NAME?
7463 | Riom | Surses | GR | #NAME?
7464 | Parsonz | Surses | GR | #NAME?
7477 | Filisur | Bergün Filisur | GR | #NAME?
7482 | Bergün/Bravuogn | Bergün Filisur | GR | #NAME?
7482 | Preda | Bergün Filisur | GR | #NAME?
7482 | Stugl/Stuls | Bergün Filisur | GR | #NAME?
7484 | Latsch | Bergün Filisur | GR | #NAME?
7743 | Brusio | Brusio | GR | #NAME?
7744 | Campocologno | Brusio | GR | #NAME?
7747 | Viano | Brusio | GR | #NAME?
7748 | Campascio | Brusio | GR | #NAME?
7710 | Ospizio Bernina | Poschiavo | GR | #NAME?
7710 | Alp Grüm | Poschiavo | GR | #NAME?
7741 | S. Carlo (Poschiavo) | Poschiavo | GR | #NAME?
7742 | Poschiavo | Poschiavo | GR | #NAME?
7742 | Sfazù | Poschiavo | GR | #NAME?
7742 | La Rösa | Poschiavo | GR | #NAME?
7743 | Miralago | Poschiavo | GR | #NAME?
7745 | Li Curt | Poschiavo | GR | #NAME?
7746 | Le Prese | Poschiavo | GR | #NAME?
7153 | Falera | Falera | GR | #NAME?
7031 | Laax GR | Laax | GR | #NAME?
7032 | Laax GR 2 | Laax | GR | #NAME?
7152 | Sagogn | Sagogn | GR | #NAME?
7151 | Schluein | Schluein | GR | #NAME?
7116 | St. Martin (Lugnez) | Vals | GR | #NAME?
7132 | Vals | Vals | GR | #NAME?
7110 | Peiden | Lumnezia | GR | #NAME?
7113 | Camuns | Lumnezia | GR | #NAME?
7114 | Uors (Lumnezia) | Lumnezia | GR | #NAME?
7115 | Surcasti | Lumnezia | GR | #NAME?
7116 | Tersnaus | Lumnezia | GR | #NAME?
7142 | Cumbel | Lumnezia | GR | #NAME?
7143 | Morissen | Lumnezia | GR | #NAME?
7144 | Vella | Lumnezia | GR | #NAME?
7145 | Degen | Lumnezia | GR | #NAME?
7146 | Vattiz | Lumnezia | GR | #NAME?
7147 | Vignogn | Lumnezia | GR | #NAME?
7148 | Lumbrein | Lumnezia | GR | #NAME?
7149 | Vrin | Lumnezia | GR | #NAME?
7111 | Pitasch | Ilanz/Glion | GR | #NAME?
7112 | Duvin | Ilanz/Glion | GR | #NAME?
7126 | Castrisch | Ilanz/Glion | GR | #NAME?
7127 | Sevgein | Ilanz/Glion | GR | #NAME?
7128 | Riein | Ilanz/Glion | GR | #NAME?
7130 | Ilanz | Ilanz/Glion | GR | #NAME?
7130 | Schnaus | Ilanz/Glion | GR | #NAME?
7130 | Schnaus | Ilanz/Glion | GR | #NAME?
7141 | Luven | Ilanz/Glion | GR | #NAME?
7154 | Ruschein | Ilanz/Glion | GR | #NAME?
7155 | Ladir | Ilanz/Glion | GR | #NAME?
7155 | Ladir | Ilanz/Glion | GR | #NAME?
7156 | Rueun | Ilanz/Glion | GR | #NAME?
7156 | Pigniu | Ilanz/Glion | GR | #NAME?
7157 | Siat | Ilanz/Glion | GR | #NAME?
7413 | Fürstenaubruck | Fürstenau | GR | #NAME?
7414 | Fürstenau | Fürstenau | GR | #NAME?
7405 | Rothenbrunnen | Rothenbrunnen | GR | #NAME?
7412 | Scharans | Scharans | GR | #NAME?
7411 | Sils im Domleschg | Sils im Domleschg | GR | #NAME?
7408 | Cazis | Cazis | GR | #NAME?
7421 | Summaprada | Cazis | GR | #NAME?
7422 | Tartar | Cazis | GR | #NAME?
7423 | Sarn | Cazis | GR | #NAME?
7423 | Portein | Cazis | GR | #NAME?
7424 | Präz | Cazis | GR | #NAME?
7424 | Dalin | Cazis | GR | #NAME?
7426 | Flerden | Flerden | GR | #NAME?
7426 | Flerden | Flerden | GR | #NAME?
7425 | Masein | Masein | GR | #NAME?
7430 | Thusis | Thusis | GR | #NAME?
7431 | Mutten | Thusis | GR | #NAME?
7431 | Obermutten | Thusis | GR | #NAME?
7428 | Tschappina | Tschappina | GR | #NAME?
7427 | Urmein | Urmein | GR | #NAME?
7104 | Versam | Safiental | GR | #NAME?
7106 | Tenna | Safiental | GR | #NAME?
7107 | Safien Platz | Safiental | GR | #NAME?
7109 | Thalkirch | Safiental | GR | #NAME?
7122 | Valendas | Safiental | GR | #NAME?
7404 | Feldis/Veulden | Domleschg | GR | #NAME?
7407 | Trans | Domleschg | GR | #NAME?
7415 | Rodels | Domleschg | GR | #NAME?
7415 | Pratval | Domleschg | GR | #NAME?
7416 | Almens | Domleschg | GR | #NAME?
7417 | Paspels | Domleschg | GR | #NAME?
7418 | Tumegl/Tomils | Domleschg | GR | #NAME?
7419 | Scheid | Domleschg | GR | #NAME?
7447 | Avers | Avers | GR | #NAME?
7448 | Juf | Avers | GR | #NAME?
7434 | Sufers | Sufers | GR | #NAME?
7440 | Andeer | Andeer | GR | #NAME?
7442 | Clugin | Andeer | GR | #NAME?
7443 | Pignia | Andeer | GR | #NAME?
7430 | Rongellen | Rongellen | GR | #NAME?
7432 | Zillis | Zillis-Reischen | GR | #NAME?
7444 | Ausserferrera | Ferrera | GR | #NAME?
7445 | Innerferrera | Ferrera | GR | #NAME?
7445 | Innerferrera | Ferrera | GR | #NAME?
7435 | Splügen | Rheinwald | GR | #NAME?
7436 | Medels im Rheinwald | Rheinwald | GR | #NAME?
7437 | Nufenen | Rheinwald | GR | #NAME?
7438 | Hinterrhein | Rheinwald | GR | #NAME?
7433 | Donat | Muntogna da Schons | GR | #NAME?
7433 | Lohn GR | Muntogna da Schons | GR | #NAME?
7433 | Mathon | Muntogna da Schons | GR | #NAME?
7433 | Wergenstein | Muntogna da Schons | GR | #NAME?
7402 | Bonaduz | Bonaduz | GR | #NAME?
7013 | Domat/Ems | Domat/Ems | GR | #NAME?
7403 | Rhäzüns | Rhäzüns | GR | #NAME?
7012 | Felsberg | Felsberg | GR | #NAME?
7017 | Flims Dorf | Flims | GR | #NAME?
7018 | Flims Waldhaus | Flims | GR | #NAME?
7019 | Fidaz | Flims | GR | #NAME?
7015 | Tamins | Tamins | GR | #NAME?
7014 | Trin | Trin | GR
7016 | Trin Mulin | Trin | GR
7527 | Brail | Zernez | GR
7530 | Zernez | Zernez | GR
7542 | Susch | Zernez | GR
7543 | Lavin | Zernez | GR
7562 | Samnaun-Compatsch | Samnaun | GR
7563 | Samnaun Dorf | Samnaun | GR
7545 | Guarda | Scuol | GR
7546 | Ardez | Scuol | GR
7550 | Scuol | Scuol | GR
7551 | Ftan | Scuol | GR
7552 | Vulpera | Scuol | GR
7553 | Tarasp | Scuol | GR
7554 | Sent | Scuol | GR
7556 | Ramosch | Valsot | GR
7556 | Ramosch | Valsot | GR
7557 | Vnà | Valsot | GR
7558 | Strada | Valsot | GR
7559 | Tschlin | Valsot | GR
7560 | Martina | Valsot | GR
7502 | Bever | Bever | GR
7502 | Bever | Bever | GR
7505 | Celerina/Schlarigna | Celerina/Schlarigna | GR
7523 | Madulain | Madulain | GR
7523 | Madulain | Madulain | GR
7504 | Pontresina | Pontresina | GR
7522 | La Punt Chamues-ch | La Punt Chamues-ch | GR
7503 | Samedan | Samedan | GR
7500 | St. Moritz | St. Moritz | GR
7525 | S-chanf | S-chanf | GR
7526 | Cinuos-chel | S-chanf | GR
7526 | Chapella | S-chanf | GR
7514 | Sils/Segl Maria | Sils im Engadin/Segl | GR
7514 | Fex | Sils im Engadin/Segl | GR
7515 | Sils/Segl Baselgia | Sils im Engadin/Segl | GR
7517 | Plaun da Lej | Sils im Engadin/Segl | GR
7512 | Champfèr | Silvaplana | GR
7513 | Silvaplana | Silvaplana | GR
7513 | Silvaplana-Surlej | Silvaplana | GR
7524 | Zuoz | Zuoz | GR
7524 | Zuoz | Zuoz | GR
7516 | Maloja | Bregaglia | GR
7602 | Casaccia | Bregaglia | GR
7603 | Vicosoprano | Bregaglia | GR
7604 | Borgonovo | Bregaglia | GR
7605 | Stampa | Bregaglia | GR
7606 | Promontogno | Bregaglia | GR
7606 | Bondo | Bregaglia | GR
7608 | Castasegna | Bregaglia | GR
7610 | Soglio | Bregaglia | GR
6542 | Buseno | Buseno | GR
6540 | Castaneda | Castaneda | GR
6548 | Rossa | Rossa | GR
6548 | Augio | Rossa | GR
6548 | Sta. Domenica | Rossa | GR
6541 | Sta. Maria in Calanca | Santa Maria in Calanca | GR
6558 | Lostallo | Lostallo | GR
6563 | Mesocco | Mesocco | GR
6565 | S. Bernardino | Mesocco | GR
6562 | Soazza | Soazza | GR
6557 | Cama | Cama | GR
6537 | Grono | Grono | GR
6538 | Verdabbio | Grono | GR
6538 | Verdabbio | Grono | GR
6556 | Leggia | Grono | GR
6535 | Roveredo GR | Roveredo (GR) | GR
6549 | Laura | Roveredo (GR) | GR
6534 | S. Vittore | San Vittore | GR
6534 | S. Vittore | San Vittore | GR
6543 | Arvigo | Calanca | GR
6544 | Braggio | Calanca | GR
6545 | Selma | Calanca | GR
6546 | Cauco | Calanca | GR
7532 | Tschierv | Val Müstair | GR
7533 | Fuldera | Val Müstair | GR
7534 | Lü | Val Müstair | GR
7535 | Valchava | Val Müstair | GR
7536 | Sta. Maria Val Müstair | Val Müstair | GR
7537 | Müstair | Val Müstair | GR
7260 | Davos Dorf | Davos | GR
7265 | Davos Wolfgang | Davos | GR
7270 | Davos Platz | Davos | GR
7272 | Davos Clavadel | Davos | GR
7276 | Davos Frauenkirch | Davos | GR
7277 | Davos Glaris | Davos | GR
7278 | Davos Monstein | Davos | GR
7494 | Davos Wiesen | Davos | GR
7235 | Fideris | Fideris | GR
7232 | Furna | Furna | GR
7231 | Pragg-Jenaz | Jenaz | GR
7233 | Jenaz | Jenaz | GR
7247 | Saas im Prättigau | Klosters | GR
7249 | Serneus | Klosters | GR
7250 | Klosters | Klosters | GR
7252 | Klosters Dorf | Klosters | GR
7241 | Conters im Prättigau | Conters im Prättigau | GR
7240 | Küblis | Küblis | GR
7223 | Buchen im Prättigau | Luzein | GR
7224 | Putz | Luzein | GR
7242 | Luzein | Luzein | GR
7243 | Pany | Luzein | GR
7244 | Gadenstätt | Luzein | GR
7245 | Ascharina | Luzein | GR
7246 | St. Antönien | Luzein | GR
7000 | Chur | Chur | GR
7023 | Haldenstein | Chur | GR
7026 | Maladers | Chur | GR
7062 | Passugg | Churwalden | GR
7074 | Malix | Churwalden | GR
7075 | Churwalden | Churwalden | GR
7076 | Parpan | Churwalden | GR
7027 | Castiel | Arosa | GR
7027 | Lüen | Arosa | GR
7027 | Calfreisen | Arosa | GR
7028 | St. Peter | Arosa | GR
7028 | Pagig | Arosa | GR
7029 | Peist | Arosa | GR
7050 | Arosa | Arosa | GR
7056 | Molinis | Arosa | GR
7057 | Langwies | Arosa | GR
7058 | Litzirüti | Arosa | GR
7063 | Praden | Tschiertschen-Praden | GR
7064 | Tschiertschen | Tschiertschen-Praden | GR
7202 | Says | Trimmis | GR
7203 | Trimmis | Trimmis | GR
7204 | Untervaz | Untervaz | GR
7205 | Zizers | Zizers | GR
7306 | Fläsch | Fläsch | GR
7307 | Jenins | Jenins | GR
7304 | Maienfeld | Maienfeld | GR
7208 | Malans GR | Malans | GR
7206 | Igis | Landquart | GR
7302 | Landquart | Landquart | GR
7303 | Mastrils | Landquart | GR
7213 | Valzeina | Grüsch | GR
7214 | Grüsch | Grüsch | GR
7215 | Fanas | Grüsch | GR
7220 | Schiers | Schiers | GR
7220 | Schiers | Schiers | GR
7222 | Lunden | Schiers | GR
7226 | Stels | Schiers | GR
7226 | Stels | Schiers | GR
7226 | Fajauna | Schiers | GR
7228 | Schuders | Schiers | GR
7228 | Pusserein | Schiers | GR
7212 | Seewis Dorf | Seewis im Prättigau | GR
7212 | Seewis-Pardisla | Seewis im Prättigau | GR
7212 | Seewis-Schmitten | Seewis im Prättigau | GR
7158 | Waltensburg/Vuorz | Breil/Brigels | GR
7159 | Andiast | Breil/Brigels | GR
7162 | Tavanasa | Breil/Brigels | GR
7163 | Danis | Breil/Brigels | GR
7164 | Dardin | Breil/Brigels | GR
7165 | Breil/Brigels | Breil/Brigels | GR
7180 | Disentis/Mustér | Disentis/Mustér | GR
7182 | Cavardiras | Disentis/Mustér | GR
7183 | Mumpé Medel | Disentis/Mustér | GR
7186 | Segnas | Disentis/Mustér | GR
7184 | Curaglia | Medel (Lucmagn) | GR
7185 | Platta | Medel (Lucmagn) | GR
7172 | Rabius | Sumvitg | GR
7173 | Surrein | Sumvitg | GR
7174 | S. Benedetg | Sumvitg | GR
7175 | Sumvitg | Sumvitg | GR
7176 | Cumpadials | Sumvitg | GR
7187 | Camischolas | Tujetsch | GR
7188 | Sedrun | Tujetsch | GR
7189 | Rueras | Tujetsch | GR
7166 | Trun | Trun | GR
7167 | Zignau | Trun | GR
7168 | Schlans | Trun | GR
7134 | Obersaxen | Obersaxen Mundaun | GR
7137 | Flond | Obersaxen Mundaun | GR
7138 | Surcuolm | Obersaxen Mundaun | GR
5000 | Aarau | Aarau | AG
5004 | Aarau | Aarau | AG
5032 | Aarau Rohr | Aarau | AG
5023 | Biberstein | Biberstein | AG
5033 | Buchs AG | Buchs (AG) | AG
5025 | Asp | Densbüren | AG
5026 | Densbüren | Densbüren | AG
5017 | Barmelweid | Erlinsbach (AG) | AG
5018 | Erlinsbach | Erlinsbach (AG) | AG
5722 | Gränichen | Gränichen | AG
5042 | Hirschthal | Hirschthal | AG
5022 | Rombach | Küttigen | AG
5024 | Küttigen | Küttigen | AG
5037 | Muhen | Muhen | AG
5036 | Oberentfelden | Oberentfelden | AG
5034 | Suhr | Suhr | AG
5035 | Unterentfelden | Unterentfelden | AG
5400 | Baden | Baden | AG
5404 | Baden | Baden | AG
5405 | Dättwil AG | Baden | AG
5406 | Rütihof | Baden | AG
5454 | Bellikon | Bellikon | AG
8962 | Bergdietikon | Bergdietikon | AG
5413 | Birmenstorf AG | Birmenstorf (AG) | AG
5408 | Ennetbaden | Ennetbaden | AG
5442 | Fislisbach | Fislisbach | AG
5423 | Freienwil | Freienwil | AG
5412 | Gebenstorf | Gebenstorf | AG
5412 | Vogelsang AG | Gebenstorf | AG
8956 | Killwangen | Killwangen | AG
5444 | Künten | Künten | AG
5506 | Mägenwil | Mägenwil | AG
5507 | Mellingen | Mellingen | AG
5432 | Neuenhof | Neuenhof | AG
5443 | Niederrohrdorf | Niederrohrdorf | AG
5452 | Oberrohrdorf | Oberrohrdorf | AG
5415 | Nussbaumen AG | Obersiggenthal | AG
5415 | Hertenstein AG | Obersiggenthal | AG
5415 | Rieden AG | Obersiggenthal | AG
5416 | Kirchdorf AG | Obersiggenthal | AG
5453 | Remetschwil | Remetschwil | AG
8957 | Spreitenbach | Spreitenbach | AG
5608 | Stetten AG | Stetten (AG) | AG
5300 | Turgi | Turgi | AG
5301 | Siggenthal Station | Untersiggenthal | AG
5417 | Untersiggenthal | Untersiggenthal | AG
5430 | Wettingen | Wettingen | AG
5512 | Wohlenschwil | Wohlenschwil | AG
5303 | Würenlingen | Würenlingen | AG
5436 | Würenlos | Würenlos | AG
8109 | Kloster Fahr | Würenlos | AG
5420 | Ehrendingen | Ehrendingen | AG
8905 | Arni AG | Arni (AG) | AG
8965 | Berikon | Berikon | AG
5620 | Bremgarten AG | Bremgarten (AG) | AG
5626 | Hermetschwil-Staffeln | Bremgarten (AG) | AG
5619 | Büttikon AG | Büttikon | AG
5605 | Dottikon | Dottikon | AG
5445 | Eggenwil | Eggenwil | AG
5525 | Fischbach-Göslikon | Fischbach-Göslikon | AG
5607 | Hägglingen | Hägglingen | AG
8916 | Jonen | Jonen | AG
5524 | Niederwil AG | Niederwil (AG) | AG
5524 | Nesselnbach | Niederwil (AG) | AG
8917 | Oberlunkhofen | Oberlunkhofen | AG
8966 | Oberwil-Lieli | Oberwil-Lieli | AG
8964 | Rudolfstetten | Rudolfstetten-Friedlisberg | AG
5614 | Sarmenstorf | Sarmenstorf | AG
5522 | Tägerig | Tägerig | AG
5619 | Uezwil | Uezwil | AG
8918 | Unterlunkhofen | Unterlunkhofen | AG
5612 | Villmergen | Villmergen | AG
5613 | Hilfikon | Villmergen | AG
8967 | Widen | Widen | AG
5610 | Wohlen AG | Wohlen (AG) | AG
5611 | Anglikon | Wohlen (AG) | AG
5621 | Zufikon | Zufikon | AG
8905 | Islisberg | Islisberg | AG
5105 | Auenstein | Auenstein | AG
5242 | Birr | Birr | AG
5244 | Birrhard | Birrhard | AG
5116 | Schinznach Bad | Brugg | AG
5200 | Brugg AG | Brugg | AG
5222 | Umiken | Brugg | AG
5245 | Habsburg | Habsburg | AG
5212 | Hausen AG | Hausen (AG) | AG
5242 | Lupfig | Lupfig | AG
5246 | Scherz | Lupfig | AG
5318 | Mandach | Mandach | AG
5237 | Mönthal | Mönthal | AG
5243 | Mülligen | Mülligen | AG
5236 | Remigen | Remigen | AG
5223 | Riniken | Riniken | AG
5235 | Rüfenach AG | Rüfenach | AG
5112 | Thalheim AG | Thalheim (AG) | AG
5106 | Veltheim AG | Veltheim (AG) | AG
5233 | Stilli | Villigen | AG
5234 | Villigen | Villigen | AG
5213 | Villnachern | Villnachern | AG
5210 | Windisch | Windisch | AG
5225 | Bözberg | Bözberg | AG
5107 | Schinznach Dorf | Schinznach | AG
5108 | Oberflachs | Schinznach | AG
5712 | Beinwil am See | Beinwil am See | AG
5708 | Birrwil | Birrwil | AG
5736 | Burg AG | Burg (AG) | AG
5724 | Dürrenäsch | Dürrenäsch | AG
5728 | Gontenschwil | Gontenschwil | AG
5043 | Holziken | Holziken | AG
5733 | Leimbach AG | Leimbach (AG) | AG
5725 | Leutwil | Leutwil | AG
5737 | Menziken | Menziken | AG
5727 | Oberkulm | Oberkulm | AG
5734 | Reinach AG | Reinach (AG) | AG
5044 | Schlossrued | Schlossrued | AG
5046 | Schmiedrued | Schmiedrued | AG
5046 | Walde AG | Schmiedrued | AG
5040 | Schöftland | Schöftland | AG
5723 | Teufenthal AG | Teufenthal (AG) | AG
5726 | Unterkulm | Unterkulm | AG
5732 | Zetzwil | Zetzwil | AG
5074 | Eiken | Eiken | AG
5070 | Frick | Frick | AG
5272 | Gansingen | Gansingen | AG
5073 | Gipf-Oberfrick | Gipf-Oberfrick | AG
5027 | Herznach | Herznach | AG
5082 | Kaisten | Kaisten | AG
5083 | Ittenthal | Kaisten | AG
5080 | Laufenburg | Laufenburg | AG
5084 | Rheinsulz | Laufenburg | AG
5085 | Sulz AG | Laufenburg | AG
4333 | Münchwilen AG | Münchwilen (AG) | AG
5062 | Oberhof | Oberhof | AG
5072 | Oeschgen | Oeschgen | AG
5326 | Schwaderloch | Schwaderloch | AG
4334 | Sisseln AG | Sisseln | AG
5028 | Ueken | Ueken | AG
5064 | Wittnau | Wittnau | AG
5063 | Wölflinswil | Wölflinswil | AG
5079 | Zeihen | Zeihen | AG
5273 | Oberhofen AG | Mettauertal | AG
5274 | Mettau | Mettauertal | AG
5275 | Etzgen | Mettauertal | AG
5276 | Wil AG | Mettauertal | AG
5277 | Hottwil | Mettauertal | AG
5075 | Hornussen | Böztal | AG
5076 | Bözen | Böztal | AG
5077 | Elfingen | Böztal | AG
5078 | Effingen | Böztal | AG
5600 | Ammerswil AG | Ammerswil | AG
5706 | Boniswil | Boniswil | AG
5505 | Brunegg | Brunegg | AG
5606 | Dintikon | Dintikon | AG
5704 | Egliswil | Egliswil | AG
5615 | Fahrwangen | Fahrwangen | AG
5705 | Hallwil | Hallwil | AG
5604 | Hendschiken | Hendschiken | AG
5113 | Holderbank AG | Holderbank (AG) | AG
5502 | Hunzenschwil | Hunzenschwil | AG
5600 | Lenzburg | Lenzburg | AG
5616 | Meisterschwanden | Meisterschwanden | AG
5617 | Tennwil | Meisterschwanden | AG
5103 | Wildegg | Möriken-Wildegg | AG
5103 | Möriken AG | Möriken-Wildegg | AG
5702 | Niederlenz | Niederlenz | AG
5504 | Othmarsingen | Othmarsingen | AG
5102 | Rupperswil | Rupperswil | AG
5503 | Schafisheim | Schafisheim | AG
5707 | Seengen | Seengen | AG
5703 | Seon | Seon | AG
5603 | Staufen | Staufen | AG
5646 | Abtwil AG | Abtwil | AG
5628 | Aristau | Aristau | AG
5644 | Auw | Auw | AG
5637 | Beinwil (Freiamt) | Beinwil (Freiamt) | AG
5627 | Besenbüren | Besenbüren | AG
5618 | Bettwil | Bettwil | AG
5623 | Boswil | Boswil | AG
5624 | Bünzen | Bünzen | AG
5624 | Waldhäusern AG | Bünzen | AG
5632 | Buttwil | Buttwil | AG
6042 | Dietwil | Dietwil | AG
5637 | Geltwil | Geltwil | AG
5625 | Kallern | Kallern | AG
5634 | Merenschwand | Merenschwand | AG
5636 | Benzenschwil | Merenschwand | AG
5642 | Mühlau | Mühlau | AG
5630 | Muri AG | Muri (AG) | AG
5647 | Oberrüti | Oberrüti | AG
8919 | Rottenschwil | Rottenschwil | AG
5643 | Sins | Sins | AG
5643 | Sins | Sins | AG
5643 | Alikon | Sins | AG
5643 | Meienberg | Sins | AG
5645 | Aettenschwil | Sins | AG
5645 | Fenkrieden | Sins | AG
5622 | Waltenschwil | Waltenschwil | AG
4316 | Hellikon | Hellikon | AG
4303 | Kaiseraugst | Kaiseraugst | AG
4312 | Magden | Magden | AG
4313 | Möhlin | Möhlin | AG
4322 | Mumpf | Mumpf | AG
4324 | Obermumpf | Obermumpf | AG
4305 | Olsberg | Olsberg | AG
4310 | Rheinfelden | Rheinfelden | AG
4325 | Schupfart | Schupfart | AG
4332 | Stein AG | Stein (AG) | AG
4323 | Wallbach | Wallbach | AG
4317 | Wegenstetten | Wegenstetten | AG
4314 | Zeiningen | Zeiningen | AG
4315 | Zuzgen | Zuzgen | AG
4663 | Aarburg | Aarburg | AG
4814 | Bottenwil | Bottenwil | AG
4805 | Brittnau | Brittnau | AG
5054 | Kirchleerau | Kirchleerau | AG
5742 | Kölliken | Kölliken | AG
5054 | Moosleerau | Moosleerau | AG
4853 | Murgenthal | Murgenthal | AG
4853 | Riken AG | Murgenthal | AG
4856 | Glashütten | Murgenthal | AG
4665 | Oftringen | Oftringen | AG
5056 | Attelwil | Reitnau | AG
5057 | Reitnau | Reitnau | AG
4852 | Rothrist | Rothrist | AG
5745 | Safenwil | Safenwil | AG
5053 | Staffelbach | Staffelbach | AG
5053 | Wittwil | Staffelbach | AG
4802 | Strengelbach | Strengelbach | AG
4813 | Uerkheim | Uerkheim | AG
4803 | Vordemwald | Vordemwald | AG
5058 | Wiliberg | Wiliberg | AG
4800 | Zofingen | Zofingen | AG
4812 | Mühlethal | Zofingen | AG
5314 | Kleindöttingen | Böttstein | AG
5315 | Böttstein | Böttstein | AG
5312 | Döttingen | Döttingen | AG
5304 | Endingen | Endingen | AG
5305 | Unterendingen | Endingen | AG
5467 | Fisibach | Fisibach | AG
5324 | Full-Reuenthal | Full-Reuenthal | AG
5313 | Klingnau | Klingnau | AG
5322 | Koblenz | Koblenz | AG
5325 | Leibstadt | Leibstadt | AG
5426 | Lengnau AG | Lengnau (AG) | AG
5316 | Leuggern | Leuggern | AG
5317 | Hettenschwil | Leuggern | AG
5465 | Mellikon | Mellikon | AG
5425 | Schneisingen | Schneisingen | AG
5462 | Siglistorf | Siglistorf | AG
5306 | Tegerfelden | Tegerfelden | AG
5323 | Rietheim | Zurzach | AG
5330 | Bad Zurzach | Zurzach | AG
5332 | Rekingen AG | Zurzach | AG
5333 | Baldingen | Zurzach | AG
5334 | Böbikon | Zurzach | AG
5463 | Wislikofen | Zurzach | AG
5464 | Rümikon AG | Zurzach | AG
5466 | Kaiserstuhl AG | Zurzach | AG
9320 | Arbon | Arbon | TG
9320 | Frasnacht | Arbon | TG
9320 | Stachen | Arbon | TG
8582 | Dozwil | Dozwil | TG
9314 | Steinebrunn | Egnach | TG
9315 | Neukirch (Egnach) | Egnach | TG
9315 | Winden | Egnach | TG
9322 | Egnach | Egnach | TG
8580 | Hefenhofen | Hefenhofen | TG
9326 | Horn | Horn | TG
8593 | Kesswil | Kesswil | TG
9306 | Freidorf TG | Roggwil (TG) | TG
9325 | Roggwil TG | Roggwil (TG) | TG
8590 | Romanshorn | Romanshorn | TG
8599 | Salmsach | Salmsach | TG
8580 | Sommeri | Sommeri | TG
8592 | Uttwil | Uttwil | TG
8580 | Amriswil | Amriswil | TG
8580 | Hagenwil b. Amriswil | Amriswil | TG
8580 | Biessenhofen | Amriswil | TG
8581 | Schocherswil | Amriswil | TG
8587 | Oberaach | Amriswil | TG
9220 | Bischofszell | Bischofszell | TG
9223 | Schweizersholz | Bischofszell | TG
9223 | Halden | Bischofszell | TG
8586 | Erlen | Erlen | TG
8586 | Kümmertshausen | Erlen | TG
8586 | Riedt b. Erlen | Erlen | TG
8586 | Buchackern | Erlen | TG
8586 | Engishofen | Erlen | TG
8586 | Ennetaach | Erlen | TG
9213 | Hauptwil | Hauptwil-Gottshaus | TG
9225 | Wilen (Gottshaus) | Hauptwil-Gottshaus | TG
9225 | St. Pelagiberg | Hauptwil-Gottshaus | TG
9216 | Heldswil | Hohentannen | TG
9216 | Hohentannen | Hohentannen | TG
9214 | Kradolf | Kradolf-Schönenberg | TG
9215 | Schönenberg an der Thur | Kradolf-Schönenberg | TG
9215 | Buhwil | Kradolf-Schönenberg | TG
9217 | Neukirch an der Thur | Kradolf-Schönenberg | TG
8583 | Sulgen | Sulgen | TG
8583 | Götighofen | Sulgen | TG
8583 | Donzhausen | Sulgen | TG
8588 | Zihlschlacht | Zihlschlacht-Sitterdorf | TG
8589 | Sitterdorf | Zihlschlacht-Sitterdorf | TG
8254 | Basadingen | Basadingen-Schlattingen | TG
8255 | Schlattingen | Basadingen-Schlattingen | TG
8253 | Diessenhofen | Diessenhofen | TG
8253 | Willisdorf | Diessenhofen | TG
8252 | Schlatt TG | Schlatt (TG) | TG
8355 | Aadorf | Aadorf | TG
8356 | Ettenhausen TG | Aadorf | TG
8357 | Guntershausen b. Aadorf | Aadorf | TG
8522 | Häuslenen | Aadorf | TG
8522 | Aawangen | Aadorf | TG
9547 | Wittenwil | Aadorf | TG
8552 | Felben-Wellhausen | Felben-Wellhausen | TG
8500 | Frauenfeld | Frauenfeld | TG
8500 | Gerlikon | Frauenfeld | TG
8546 | Islikon | Gachnang | TG
8546 | Kefikon TG | Gachnang | TG
8547 | Gachnang | Gachnang | TG
8553 | Harenwilen | Hüttlingen | TG
8553 | Mettendorf TG | Hüttlingen | TG
8553 | Hüttlingen | Hüttlingen | TG
8553 | Eschikofen | Hüttlingen | TG
9548 | Matzingen | Matzingen | TG
8525 | Niederneunforn | Neunforn | TG
8526 | Oberneunforn | Neunforn | TG
9507 | Stettfurt | Stettfurt | TG
8512 | Thundorf | Thundorf | TG
8512 | Lustdorf | Thundorf | TG
8512 | Wetzikon TG | Thundorf | TG
8524 | Uesslingen | Uesslingen-Buch | TG
8524 | Buch b. Frauenfeld | Uesslingen-Buch | TG
8532 | Warth | Warth-Weiningen | TG
8532 | Weiningen TG | Warth-Weiningen | TG
8595 | Altnau | Altnau | TG
8598 | Bottighofen | Bottighofen | TG
8272 | Ermatingen | Ermatingen | TG
8273 | Triboltingen | Ermatingen | TG
8274 | Gottlieben | Gottlieben | TG
8594 | Güttingen | Güttingen | TG
8565 | Hugelshofen | Kemmental | TG
8566 | Neuwilen | Kemmental | TG
8566 | Dotnacht | Kemmental | TG
8566 | Ellighausen | Kemmental | TG
8566 | Lippoldswilen | Kemmental | TG
8573 | Siegershausen | Kemmental | TG
8573 | Alterswilen | Kemmental | TG
8573 | Altishausen | Kemmental | TG
8280 | Kreuzlingen | Kreuzlingen | TG
8585 | Langrickenbach | Langrickenbach | TG
8585 | Zuben | Langrickenbach | TG
8585 | Schönenbaumgarten | Langrickenbach | TG
8585 | Herrenhof | Langrickenbach | TG
8574 | Illighausen | Lengwil | TG
8574 | Oberhofen TG | Lengwil | TG
8574 | Lengwil | Lengwil | TG
8574 | Lengwil | Lengwil | TG
8574 | Dettighofen (Lengwil) | Lengwil | TG
8596 | Scherzingen | Münsterlingen | TG
8596 | Münsterlingen | Münsterlingen | TG
8597 | Landschlacht | Münsterlingen | TG
8274 | Tägerwilen | Tägerwilen | TG
8564 | Hefenhausen | Wäldi | TG
8564 | Engwilen | Wäldi | TG
8564 | Sonterswil | Wäldi | TG
8564 | Wäldi | Wäldi | TG
8564 | Lipperswil | Wäldi | TG
8564 | Hattenhausen | Wäldi | TG
8564 | Gunterswilen | Wäldi | TG
9556 | Affeltrangen | Affeltrangen | TG
9556 | Zezikon | Affeltrangen | TG
9562 | Märwil | Affeltrangen | TG
9562 | Buch b. Märwil | Affeltrangen | TG
9553 | Bettwiesen | Bettwiesen | TG
8362 | Balterswil | Bichelsee-Balterswil | TG
8363 | Bichelsee | Bichelsee-Balterswil | TG
9502 | Braunau | Braunau | TG
8360 | Eschlikon TG | Eschlikon | TG
8360 | Wallenwil | Eschlikon | TG
8374 | Dussnang | Fischingen | TG
8374 | Oberwangen TG | Fischingen | TG
8376 | Fischingen | Fischingen | TG
8376 | Au TG | Fischingen | TG
9506 | Lommis | Lommis | TG
9508 | Weingarten-Kalthäusern | Lommis | TG
9542 | Münchwilen TG | Münchwilen (TG) | TG
9543 | St. Margarethen TG | Münchwilen (TG) | TG
9532 | Rickenbach b. Wil | Rickenbach (TG) | TG
8577 | Schönholzerswilen | Schönholzerswilen | TG
8370 | Sirnach | Sirnach | TG
8371 | Busswil TG | Sirnach | TG
8372 | Wiezikon b. Sirnach | Sirnach | TG
9573 | Littenheid | Sirnach | TG
9554 | Tägerschen | Tobel-Tägerschen | TG
9555 | Tobel | Tobel-Tägerschen | TG
9545 | Wängi | Wängi | TG
9546 | Tuttwil | Wängi | TG
9535 | Wilen b. Wil | Wilen (TG) | TG
9514 | Wuppenau | Wuppenau | TG
9515 | Hosenruck | Wuppenau | TG
8267 | Berlingen | Berlingen | TG
8264 | Eschenz | Eschenz | TG
8506 | Lanzenneunforn | Herdern | TG
8535 | Herdern | Herdern | TG
8507 | Hörhausen | Homburg | TG
8508 | Homburg | Homburg | TG
8536 | Hüttwilen | Hüttwilen | TG
8537 | Nussbaumen TG | Hüttwilen | TG
8537 | Uerschhausen | Hüttwilen | TG
8265 | Mammern | Mammern | TG
8555 | Müllheim Dorf | Müllheim | TG
8505 | Pfyn | Pfyn | TG
8505 | Dettighofen | Pfyn | TG
8558 | Raperswilen | Raperswilen | TG
8268 | Mannenbach-Salenstein | Salenstein | TG
8268 | Salenstein | Salenstein | TG
8269 | Fruthwilen | Salenstein | TG
8266 | Steckborn | Steckborn | TG
8259 | Kaltenbach | Wagenhausen | TG
8259 | Etzwilen | Wagenhausen | TG
8259 | Rheinklingen | Wagenhausen | TG
8259 | Wagenhausen | Wagenhausen | TG
8514 | Amlikon-Bissegg | Amlikon-Bissegg | TG
8572 | Berg TG | Berg (TG) | TG
8572 | Berg TG | Berg (TG) | TG
8572 | Andhausen | Berg (TG) | TG
8572 | Graltshausen | Berg (TG) | TG
8572 | Guntershausen b. Berg | Berg (TG) | TG
8576 | Mauren TG | Berg (TG) | TG
8585 | Mattwil | Birwinken | TG
8585 | Happerswil | Birwinken | TG
8585 | Birwinken | Birwinken | TG
8585 | Klarsreuti | Birwinken | TG
8586 | Andwil TG | Birwinken | TG
8586 | Buch b. Kümmertshausen | Birwinken | TG
8575 | Bürglen TG | Bürglen (TG) | TG
8575 | Istighofen | Bürglen (TG) | TG
8584 | Leimbach TG | Bürglen (TG) | TG
8584 | Opfershofen TG | Bürglen (TG) | TG
9503 | Stehrenberg | Bussnang | TG
9503 | Lanterswil | Bussnang | TG
9504 | Friltschen | Bussnang | TG
9517 | Mettlen | Bussnang | TG
9565 | Bussnang | Bussnang | TG
9565 | Oberbussnang | Bussnang | TG
9565 | Oppikon | Bussnang | TG
9565 | Schmidshof | Bussnang | TG
9565 | Rothenhausen | Bussnang | TG
8560 | Märstetten | Märstetten | TG
8561 | Ottoberg | Märstetten | TG
8570 | Weinfelden | Weinfelden | TG
8554 | Müllheim-Wigoltingen | Wigoltingen | TG
8554 | Bonau | Wigoltingen | TG
8556 | Wigoltingen | Wigoltingen | TG
8556 | Engwang | Wigoltingen | TG
8556 | Illhart | Wigoltingen | TG
8556 | Lamperswil TG | Wigoltingen | TG
8564 | Wagerswil | Wigoltingen | TG
6517 | Arbedo | Arbedo-Castione | TI
6532 | Castione | Arbedo-Castione | TI
6500 | Bellinzona | Bellinzona | TI
6503 | Bellinzona | Bellinzona | TI
6512 | Giubiasco | Bellinzona | TI
6513 | Monte Carasso | Bellinzona | TI
6514 | Sementina | Bellinzona | TI
6515 | Gudo | Bellinzona | TI
6518 | Gorduno | Bellinzona | TI
6523 | Preonzo | Bellinzona | TI
6524 | Moleno | Bellinzona | TI
6525 | Gnosca | Bellinzona | TI
6528 | Camorino | Bellinzona | TI
6582 | Pianezzo | Bellinzona | TI
6583 | S. Antonio (Val Morobbia) | Bellinzona | TI
6584 | Carena | Bellinzona | TI
6702 | Claro | Bellinzona | TI
6593 | Cadenazzo | Cadenazzo | TI
6599 | Robasacco | Cadenazzo | TI
6810 | Isone | Isone | TI
6533 | Lumino | Lumino | TI
6592 | S. Antonino | Sant'Antonino | TI
6715 | Dongio | Acquarossa | TI
6716 | Acquarossa | Acquarossa | TI
6716 | Leontica | Acquarossa | TI
6716 | Lottigna | Acquarossa | TI
6721 | Motto (Blenio) | Acquarossa | TI
6722 | Corzoneso | Acquarossa | TI
6723 | Prugiasco | Acquarossa | TI
6723 | Castro | Acquarossa | TI
6723 | Marolta | Acquarossa | TI
6724 | Ponto Valentino | Acquarossa | TI
6724 | Largario | Acquarossa | TI
6717 | Dangio | Blenio | TI
6717 | Torre | Blenio | TI
6718 | Olivone | Blenio | TI
6718 | Camperio | Blenio | TI
6719 | Aquila | Blenio | TI
6719 | Aquila | Blenio | TI
6720 | Campo (Blenio) | Blenio | TI
6720 | Ghirone | Blenio | TI
6713 | Malvaglia | Serravalle | TI
6714 | Semione | Serravalle | TI
6721 | Ludiano | Serravalle | TI
6780 | Airolo | Airolo | TI
6780 | Madrano | Airolo | TI
6781 | Villa Bedretto | Bedretto | TI
6781 | Bedretto | Bedretto | TI
6743 | Bodio TI | Bodio | TI
6774 | Dalpe | Dalpe | TI
6746 | Lavorgo | Faido | TI
6746 | Calonico | Faido | TI
6746 | Nivo | Faido | TI
6747 | Chironico | Faido | TI
6748 | Anzonico | Faido | TI
6749 | Sobrio | Faido | TI
6749 | Cavagnago | Faido | TI
6760 | Faido | Faido | TI
6760 | Molare | Faido | TI
6760 | Calpiogna | Faido | TI
6760 | Campello | Faido | TI
6760 | Carì | Faido | TI
6760 | Rossura | Faido | TI
6763 | Osco | Faido | TI
6763 | Mairengo | Faido | TI
6764 | Chiggiogna | Faido | TI
6745 | Giornico | Giornico | TI
6744 | Personico | Personico | TI
6742 | Pollegio | Pollegio | TI
6772 | Rodi-Fiesso | Prato (Leventina) | TI
6773 | Prato (Leventina) | Prato (Leventina) | TI
6775 | Ambrì | Quinto | TI
6776 | Piotta | Quinto | TI
6777 | Quinto | Quinto | TI
6777 | Varenzo | Quinto | TI
6612 | Ascona | Ascona | TI
6645 | Brione sopra Minusio | Brione sopra Minusio | TI
6614 | Brissago | Brissago | TI
6614 | Isole di Brissago | Brissago | TI
6596 | Gordola | Gordola | TI
6595 | Riazzino | Lavertezzo | TI
6600 | Locarno | Locarno | TI
6600 | Locarno | Locarno | TI
6600 | Solduno | Locarno | TI
6605 | Locarno | Locarno | TI
6616 | Losone | Losone | TI
6618 | Arcegno | Losone | TI
6647 | Mergoscia | Mergoscia | TI
6648 | Minusio | Minusio | TI
6600 | Muralto | Muralto | TI
6644 | Orselina | Orselina | TI
6613 | Porto Ronco | Ronco sopra Ascona | TI
6622 | Ronco sopra Ascona | Ronco sopra Ascona | TI
6598 | Tenero | Tenero-Contra | TI
6646 | Contra | Tenero-Contra | TI
6611 | Mosogno | Onsernone | TI
6611 | Gresso | Onsernone | TI
6611 | Crana | Onsernone | TI
6661 | Loco | Onsernone | TI
6661 | Auressio | Onsernone | TI
6661 | Berzona | Onsernone | TI
6662 | Russo | Onsernone | TI
6663 | Comologno | Onsernone | TI
6663 | Spruga | Onsernone | TI
6664 | Vergeletto | Onsernone | TI
6516 | Cugnasco | Cugnasco-Gerra | TI
6597 | Agarone | Cugnasco-Gerra | TI
6982 | Agno | Agno | TI
6990 | Cassina d'Agno | Agno | TI
6994 | Aranno | Aranno | TI
6822 | Arogno | Arogno | TI
6823 | Pugerna | Arogno | TI
6999 | Astano | Astano | TI
6930 | Bedano | Bedano | TI
6981 | Bedigliora | Bedigliora | TI
6981 | Bedigliora | Bedigliora | TI
6981 | Banco | Bedigliora | TI
6981 | Beride di Bedigliora | Bedigliora | TI
6934 | Bioggio | Bioggio | TI
6935 | Bosco Luganese | Bioggio | TI
6992 | Cimo | Bioggio | TI
6993 | Iseo | Bioggio | TI
6816 | Bissone | Bissone | TI
6827 | Brusino Arsizio | Brusino Arsizio | TI
6867 | Serpiano | Brusino Arsizio | TI
6936 | Cademario | Cademario | TI
6814 | Cadempino | Cadempino | TI
6952 | Canobbio | Canobbio | TI
6987 | Caslano | Caslano | TI
6949 | Comano | Comano | TI
6944 | Cureglia | Cureglia | TI
6981 | Bombinasco | Curio | TI
6986 | Curio | Curio | TI
6916 | Grancia | Grancia | TI
6929 | Gravesano | Gravesano | TI
6814 | Lamone | Lamone | TI
6900 | Lugano | Lugano | TI
6912 | Pazzallo | Lugano | TI
6913 | Carabbia | Lugano | TI
6914 | Carona | Lugano | TI
6915 | Pambio-Noranco | Lugano | TI
6917 | Barbengo | Lugano | TI
6918 | Figino | Lugano | TI
6932 | Breganzona | Lugano | TI
6951 | Insone | Lugano | TI
6951 | Scareglia | Lugano | TI
6951 | Colla | Lugano | TI
6951 | Bogno | Lugano | TI
6951 | Cozzo | Lugano | TI
6951 | Signôra | Lugano | TI
6959 | Maglio di Colla | Lugano | TI
6959 | Certara | Lugano | TI
6959 | Curtina | Lugano | TI
6959 | Cimadera | Lugano | TI
6959 | Piandera Paese | Lugano | TI
6959 | Piandera Paese | Lugano | TI
6962 | Viganello | Lugano | TI
6963 | Pregassona | Lugano | TI
6963 | Cureggia | Lugano | TI
6964 | Davesco-Soragno | Lugano | TI
6965 | Cadro | Lugano | TI
6966 | Villa Luganese | Lugano | TI
6967 | Dino | Lugano | TI
6968 | Sonvico | Lugano | TI
6974 | Aldesago | Lugano | TI
6976 | Castagnola | Lugano | TI
6977 | Ruvigliana | Lugano | TI
6978 | Gandria | Lugano | TI
6979 | Brè sopra Lugano | Lugano | TI
6983 | Magliaso | Magliaso | TI
6928 | Manno | Manno | TI
6900 | Massagno | Massagno | TI
6815 | Melide | Melide | TI
6805 | Mezzovico | Mezzovico-Vira | TI
6805 | Mezzovico | Mezzovico-Vira | TI
6986 | Miglieglia | Miglieglia | TI
6922 | Morcote | Morcote | TI
6933 | Muzzano | Muzzano | TI
6991 | Neggio | Neggio | TI
6986 | Novaggio | Novaggio | TI
6945 | Origlio | Origlio | TI
6900 | Paradiso | Paradiso | TI
6946 | Ponte Capriasca | Ponte Capriasca | TI
6946 | Ponte Capriasca | Ponte Capriasca | TI
6948 | Porza | Porza | TI
6984 | Pura | Pura | TI
6942 | Savosa | Savosa | TI
6924 | Sorengo | Sorengo | TI
6807 | Taverne | Capriasca | TI
6947 | Vaglio | Capriasca | TI
6950 | Tesserete | Capriasca | TI
6953 | Lugaggia | Capriasca | TI
6954 | Sala Capriasca | Capriasca | TI
6954 | Bigorio | Capriasca | TI
6955 | Cagiallo | Capriasca | TI
6955 | Oggio | Capriasca | TI
6956 | Lopagno | Capriasca | TI
6957 | Roveredo TI | Capriasca | TI
6958 | Bidogno | Capriasca | TI
6958 | Corticiasca | Capriasca | TI
6958 | Corticiasca | Capriasca | TI
6960 | Odogno | Capriasca | TI
6807 | Taverne | Torricella-Taverne | TI
6808 | Torricella | Torricella-Taverne | TI
6992 | Vernate | Vernate | TI
6943 | Vezia | Vezia | TI
6921 | Vico Morcote | Vico Morcote | TI
6919 | Carabietta | Collina d'Oro | TI
6925 | Gentilino | Collina d'Oro | TI
6926 | Montagnola | Collina d'Oro | TI
6927 | Agra | Collina d'Oro | TI
6937 | Breno | Alto Malcantone | TI
6938 | Vezio | Alto Malcantone | TI
6938 | Fescoggia | Alto Malcantone | TI
6939 | Mugena | Alto Malcantone | TI
6939 | Arosio | Alto Malcantone | TI
6802 | Rivera | Monteceneri | TI
6803 | Camignolo | Monteceneri | TI
6804 | Bironico | Monteceneri | TI
6806 | Sigirino | Monteceneri | TI
6809 | Medeglia | Monteceneri | TI
6980 | Castelrotto | Tresa | TI
6988 | Ponte Tresa | Tresa | TI
6989 | Purasca | Tresa | TI
6995 | Madonna del Piano | Tresa | TI
6997 | Sessa | Tresa | TI
6998 | Monteggio | Tresa | TI
6817 | Maroggia | Val Mara | TI
6818 | Melano | Val Mara | TI
6821 | Rovio | Val Mara | TI
6825 | Capolago | Val Mara | TI
6828 | Balerna | Balerna | TI
6873 | Corteglia | Castel San Pietro | TI
6874 | Castel San Pietro | Castel San Pietro | TI
6875 | Monte | Castel San Pietro | TI
6875 | Casima | Castel San Pietro | TI
6875 | Campora | Castel San Pietro | TI
6830 | Chiasso | Chiasso | TI
6832 | Pedrinate | Chiasso | TI
6832 | Seseglio | Chiasso | TI
6877 | Coldrerio | Coldrerio | TI
6825 | Capolago | Mendrisio | TI
6850 | Mendrisio | Mendrisio | TI
6852 | Genestrerio | Mendrisio | TI
6853 | Ligornetto | Mendrisio | TI
6862 | Rancate | Mendrisio | TI
6863 | Besazio | Mendrisio | TI
6864 | Arzo | Mendrisio | TI
6865 | Tremona | Mendrisio | TI
6866 | Meride | Mendrisio | TI
6872 | Salorino | Mendrisio | TI
6872 | Somazzo | Mendrisio | TI
6834 | Morbio Inferiore | Morbio Inferiore | TI
6883 | Novazzano | Novazzano | TI
6826 | Riva San Vitale | Riva San Vitale | TI
6854 | S. Pietro | Stabio | TI
6855 | Stabio | Stabio | TI
6833 | Vacallo | Vacallo | TI
6835 | Morbio Superiore | Breggia | TI
6837 | Caneggio | Breggia | TI
6837 | Bruzella | Breggia | TI
6838 | Muggio | Breggia | TI
6838 | Cabbio | Breggia | TI
6839 | Sagno | Breggia | TI
6710 | Biasca | Biasca | TI
6526 | Prosito | Riviera | TI
6527 | Lodrino | Riviera | TI
6703 | Osogna | Riviera | TI
6705 | Cresciano | Riviera | TI
6707 | Iragna | Riviera | TI
6685 | Bosco/Gurin | Bosco/Gurin | TI
6683 | Niva (Vallemaggia) | Campo (Vallemaggia) | TI
6684 | Campo (Vallemaggia) | Campo (Vallemaggia) | TI
6684 | Cimalmotto | Campo (Vallemaggia) | TI
6683 | Cerentino | Cerentino | TI
6675 | Cevio | Cevio | TI
6676 | Bignasco | Cevio | TI
6690 | Cavergno | Cevio | TI
6690 | S. Carlo (Val Bavona) | Cevio | TI
6682 | Linescio | Linescio | TI
6673 | Maggia | Maggia | TI
6674 | Someo | Maggia | TI
6674 | Riveo | Maggia | TI
6677 | Aurigeno | Maggia | TI
6677 | Moghegno | Maggia | TI
6678 | Giumaglio | Maggia | TI
6678 | Lodano | Maggia | TI
6678 | Coglio | Maggia | TI
6692 | Menzonio | Lavizzara | TI
6692 | Brontallo | Lavizzara | TI
6693 | Broglio | Lavizzara | TI
6694 | Prato-Sornico | Lavizzara | TI
6695 | Peccia | Lavizzara | TI
6695 | Piano di Peccia | Lavizzara | TI
6696 | Fusio | Lavizzara | TI
6670 | Avegno | Avegno Gordevio | TI
6672 | Gordevio | Avegno Gordevio | TI
6809 | Medeglia | Comunanza Cadenazzo/Monteceneri | TI
6652 | Tegna | Terre di Pedemonte | TI
6653 | Verscio | Terre di Pedemonte | TI
6654 | Cavigliano | Terre di Pedemonte | TI
6655 | Intragna | Centovalli | TI
6655 | Verdasio | Centovalli | TI
6655 | Rasa | Centovalli | TI
6656 | Golino | Centovalli | TI
6657 | Palagnedra | Centovalli | TI
6658 | Borgnone | Centovalli | TI
6659 | Camedo | Centovalli | TI
6659 | Moneto | Centovalli | TI
6571 | Indemini | Gambarogno | TI
6572 | Quartino | Gambarogno | TI
6573 | Magadino | Gambarogno | TI
6574 | Vira (Gambarogno) | Gambarogno | TI
6575 | S. Nazzaro | Gambarogno | TI
6575 | Vairano | Gambarogno | TI
6576 | Gerra (Gambarogno) | Gambarogno | TI
6577 | Ranzo | Gambarogno | TI
6578 | Caviano | Gambarogno | TI
6579 | Piazzogna | Gambarogno | TI
6594 | Contone | Gambarogno | TI
6631 | Corippo | Verzasca | TI
6632 | Vogorno | Verzasca | TI
6633 | Lavertezzo | Verzasca | TI
6634 | Brione (Verzasca) | Verzasca | TI
6635 | Gerra (Verzasca) | Verzasca | TI
6636 | Frasco | Verzasca | TI
6637 | Sonogno | Verzasca | TI
1860 | Aigle | Aigle | VD
1880 | Bex | Bex | VD
1880 | Frenières-sur-Bex | Bex | VD
1880 | Fenalet-sur-Bex | Bex | VD
1880 | Les Plans-sur-Bex | Bex | VD
1880 | Les Posses-sur-Bex | Bex | VD
1846 | Chessel | Chessel | VD
1856 | Corbeyrier | Corbeyrier | VD
1882 | Gryon | Gryon | VD
1892 | Lavey-Village | Lavey-Morcles | VD
1892 | Lavey-les-Bains | Lavey-Morcles | VD
1892 | Morcles | Lavey-Morcles | VD
1854 | Leysin | Leysin | VD
1845 | Noville | Noville | VD
1867 | Ollon VD | Ollon | VD
1867 | St-Triphon | Ollon | VD
1867 | Panex | Ollon | VD
1884 | Villars-sur-Ollon | Ollon | VD
1884 | Arveyes | Ollon | VD
1884 | Huémoz | Ollon | VD
1885 | Chesières | Ollon | VD
1862 | Les Mosses | Ormont-Dessous | VD
1862 | La Comballaz | Ormont-Dessous | VD
1863 | Le Sépey | Ormont-Dessous | VD
1866 | La Forclaz VD | Ormont-Dessous | VD
1864 | Vers-l'Eglise | Ormont-Dessus | VD
1865 | Les Diablerets | Ormont-Dessus | VD
1847 | Rennaz | Rennaz | VD
1852 | Roche VD | Roche (VD) | VD
1844 | Villeneuve VD | Villeneuve (VD) | VD
1853 | Yvorne | Yvorne | VD
1170 | Aubonne | Aubonne | VD
1174 | Montherod | Aubonne | VD
1174 | Pizy | Aubonne | VD
1144 | Ballens | Ballens | VD
1149 | Berolle | Berolle | VD
1145 | Bière | Bière | VD
1172 | Bougy-Villars | Bougy-Villars | VD
1173 | Féchy | Féchy | VD
1188 | Gimel | Gimel | VD
1261 | Longirod | Longirod | VD
1261 | Marchissy | Marchissy | VD
1146 | Mollens VD | Mollens (VD) | VD
1188 | St-George | Saint-George | VD
1176 | St-Livres | Saint-Livres | VD
1187 | St-Oyens | Saint-Oyens | VD
1189 | Saubraz | Saubraz | VD
1580 | Avenches | Avenches | VD
1580 | Oleyres | Avenches | VD
1580 | Donatyre | Avenches | VD
1588 | Cudrefin | Cudrefin | VD
1595 | Faoug | Faoug | VD
1584 | Villars-le-Grand | Vully-les-Lacs | VD
1585 | Salavaux | Vully-les-Lacs | VD
1585 | Bellerive VD | Vully-les-Lacs | VD
1585 | Cotterd | Vully-les-Lacs | VD
1586 | Vallamand | Vully-les-Lacs | VD
1587 | Montmagny | Vully-les-Lacs | VD
1587 | Constantine | Vully-les-Lacs | VD
1589 | Chabrey | Vully-les-Lacs | VD
1787 | Mur (Vully) VD | Vully-les-Lacs | VD
1042 | Bettens | Bettens | VD
1035 | Bournens | Bournens | VD
1034 | Boussens | Boussens | VD
1308 | La Chaux (Cossonay) | La Chaux (Cossonay) | VD
1148 | Chavannes-le-Veyron | Chavannes-le-Veyron | VD
1316 | Chevilly | Chevilly | VD
1304 | Cossonay-Ville | Cossonay | VD
1304 | Allens | Cossonay | VD
1148 | Cuarnens | Cuarnens | VD
1306 | Daillens | Daillens | VD
1304 | Dizy | Dizy | VD
1312 | Eclépens | Eclépens | VD
1313 | Ferreyres | Ferreyres | VD
1124 | Gollion | Gollion | VD
1117 | Grancy | Grancy | VD
1148 | L'Isle | L'Isle | VD
1148 | Villars-Bozon | L'Isle | VD
1148 | La Coudre | L'Isle | VD
1307 | Lussery-Villars | Lussery-Villars | VD
1148 | Mauraz | Mauraz | VD
1031 | Mex VD | Mex (VD) | VD
1148 | Moiry VD | Moiry | VD
1148 | Mont-la-Ville | Mont-la-Ville | VD
1147 | Montricher | Montricher | VD
1317 | Orny | Orny | VD
1305 | Penthalaz | Penthalaz | VD
1303 | Penthaz | Penthaz | VD
1318 | Pompaples | Pompaples | VD
1315 | La Sarraz | La Sarraz | VD
1304 | Senarclens | Senarclens | VD
1036 | Sullens | Sullens | VD
1302 | Vufflens-la-Ville | Vufflens-la-Ville | VD
1042 | Assens | Assens | VD
1042 | Bioley-Orjulaz | Assens | VD
1038 | Bercher | Bercher | VD
1041 | Bottens | Bottens | VD
1053 | Bretigny-sur-Morrens | Bretigny-sur-Morrens | VD
1053 | Cugy VD | Cugy (VD) | VD
1040 | Echallens | Echallens | VD
1417 | Essertines-sur-Yverdon | Essertines-sur-Yverdon | VD
1417 | Epautheyres | Essertines-sur-Yverdon | VD
1037 | Etagnières | Etagnières | VD
1044 | Fey | Fey | VD
1055 | Froideville | Froideville | VD
1054 | Morrens VD | Morrens (VD) | VD
1377 | Oulens-sous-Echallens | Oulens-sous-Echallens | VD
1416 | Pailly | Pailly | VD
1375 | Penthéréaz | Penthéréaz | VD
1041 | Poliez-Pittet | Poliez-Pittet | VD
1046 | Rueyres | Rueyres | VD
1040 | St-Barthélemy VD | Saint-Barthélemy (VD) | VD
1040 | Villars-le-Terroir | Villars-le-Terroir | VD
1418 | Vuarrens | Vuarrens | VD
1041 | Dommartin | Montilliez | VD
1041 | Naz | Montilliez | VD
1041 | Poliez-le-Grand | Montilliez | VD
1043 | Sugnens | Montilliez | VD
1376 | Goumoens-la-Ville | Goumoëns | VD
1376 | Eclagnens | Goumoëns | VD
1376 | Goumoens-le-Jux | Goumoëns | VD
1427 | Bonvillars | Bonvillars | VD
1452 | Les Rasses | Bullet | VD
1453 | Bullet | Bullet | VD
1424 | Champagne | Champagne | VD
1426 | Concise | Concise | VD
1426 | Corcelles-près-Concise | Corcelles-près-Concise | VD
1420 | Fiez | Fiez | VD
1421 | Fontaines-sur-Grandson | Fontaines-sur-Grandson | VD
1429 | Giez | Giez | VD
1421 | Grandevent | Grandevent | VD
1422 | Grandson | Grandson | VD
1453 | Mauborget | Mauborget | VD
1428 | Mutrux | Mutrux | VD
1431 | Novalles | Novalles | VD
1425 | Onnens VD | Onnens (VD) | VD
1428 | Provence | Provence | VD
1450 | Ste-Croix | Sainte-Croix | VD
1450 | La Sagne (Ste-Croix) | Sainte-Croix | VD
1450 | Le Château-de-Ste-Croix | Sainte-Croix | VD
1454 | L'Auberson | Sainte-Croix | VD
1454 | La Vraconnaz | Sainte-Croix | VD
1423 | Villars-Burquin | Tévenon | VD
1423 | Fontanezier | Tévenon | VD
1423 | Romairon | Tévenon | VD
1423 | Vaugondry | Tévenon | VD
1092 | Belmont-sur-Lausanne | Belmont-sur-Lausanne | VD
1033 | Cheseaux-sur-Lausanne | Cheseaux-sur-Lausanne | VD
1023 | Crissier | Crissier | VD
1066 | Epalinges | Epalinges | VD
1008 | Jouxtens-Mézery | Jouxtens-Mézery | VD
1000 | Lausanne 25 | Lausanne | VD
1000 | Lausanne 26 | Lausanne | VD
1000 | Lausanne 27 | Lausanne | VD
1003 | Lausanne | Lausanne | VD
1004 | Lausanne | Lausanne | VD
1005 | Lausanne | Lausanne | VD
1006 | Lausanne | Lausanne | VD
1007 | Lausanne | Lausanne | VD
1010 | Lausanne | Lausanne | VD
1011 | Lausanne | Lausanne | VD
1012 | Lausanne | Lausanne | VD
1015 | Lausanne | Lausanne | VD
1018 | Lausanne | Lausanne | VD
1052 | Le Mont-sur-Lausanne | Le Mont-sur-Lausanne | VD
1094 | Paudex | Paudex | VD
1008 | Prilly | Prilly | VD
1009 | Pully | Pully | VD
1068 | Les Monts-de-Pully | Pully | VD
1020 | Renens VD | Renens (VD) | VD
1032 | Romanel-sur-Lausanne | Romanel-sur-Lausanne | VD
1071 | Chexbres | Chexbres | VD
1072 | Forel (Lavaux) | Forel (Lavaux) | VD
1090 | La Croix (Lutry) | Lutry | VD
1093 | La Conversion | Lutry | VD
1095 | Lutry | Lutry | VD
1070 | Puidoux | Puidoux | VD
1071 | Rivaz | Rivaz | VD
1071 | St-Saphorin (Lavaux) | Saint-Saphorin (Lavaux) | VD
1073 | Savigny | Savigny | VD
1073 | Mollie-Margot | Savigny | VD
1091 | Grandvaux | Bourg-en-Lavaux | VD
1091 | Aran | Bourg-en-Lavaux | VD
1091 | Chenaux | Bourg-en-Lavaux | VD
1096 | Cully | Bourg-en-Lavaux | VD
1096 | Villette (Lavaux) | Bourg-en-Lavaux | VD
1097 | Riex | Bourg-en-Lavaux | VD
1098 | Epesses | Bourg-en-Lavaux | VD
1123 | Aclens | Aclens | VD
1121 | Bremblens | Bremblens | VD
1164 | Buchillon | Buchillon | VD
1030 | Bussigny | Bussigny | VD
1022 | Chavannes-près-Renens | Chavannes-près-Renens | VD
1134 | Chigny | Chigny | VD
1127 | Clarmont | Clarmont | VD
1135 | Denens | Denens | VD
1026 | Denges | Denges | VD
1026 | Echandens | Echandens | VD
1112 | Echichens | Echichens | VD
1113 | St-Saphorin-sur-Morges | Echichens | VD
1114 | Colombier VD | Echichens | VD
1125 | Monnaz | Echichens | VD
1024 | Ecublens VD | Ecublens (VD) | VD
1163 | Etoy | Etoy | VD
1175 | Lavigny | Lavigny | VD
1027 | Lonay | Lonay | VD
1132 | Lully VD | Lully (VD) | VD
1167 | Lussy-sur-Morges | Lussy-sur-Morges | VD
1110 | Morges | Morges | VD
1028 | Préverenges | Préverenges | VD
1122 | Romanel-sur-Morges | Romanel-sur-Morges | VD
1162 | St-Prex | Saint-Prex | VD
1025 | St-Sulpice VD | Saint-Sulpice (VD) | VD
1131 | Tolochenaz | Tolochenaz | VD
1126 | Vaux-sur-Morges | Vaux-sur-Morges | VD
1029 | Villars-Ste-Croix | Villars-Sainte-Croix | VD
1168 | Villars-sous-Yens | Villars-sous-Yens | VD
1134 | Vufflens-le-Château | Vufflens-le-Château | VD
1115 | Vullierens | Vullierens | VD
1169 | Yens | Yens | VD
1116 | Cottens VD | Hautemorges | VD
1128 | Reverolle | Hautemorges | VD
1136 | Bussy-Chardonney | Hautemorges | VD
1141 | Sévery | Hautemorges | VD
1142 | Pampigny | Hautemorges | VD
1143 | Apples | Hautemorges | VD
1063 | Boulens | Boulens | VD
1514 | Bussy-sur-Moudon | Bussy-sur-Moudon | VD
1512 | Chavannes-sur-Moudon | Chavannes-sur-Moudon | VD
1521 | Curtilles | Curtilles | VD
1682 | Dompierre VD | Dompierre (VD) | VD
1513 | Hermenches | Hermenches | VD
1682 | Lovatens | Lovatens | VD
1522 | Lucens | Lucens | VD
1522 | Oulens-sur-Lucens | Lucens | VD
1526 | Forel-sur-Lucens | Lucens | VD
1526 | Cremin | Lucens | VD
1683 | Brenles | Lucens | VD
1683 | Chesalles-sur-Moudon | Lucens | VD
1683 | Sarzens | Lucens | VD
1510 | Moudon | Moudon | VD
1045 | Ogens | Ogens | VD
1682 | Prévonloup | Prévonloup | VD
1513 | Rossenges | Rossenges | VD
1510 | Syens | Syens | VD
1515 | Villars-le-Comte | Villars-le-Comte | VD
1509 | Vucherens | Vucherens | VD
1063 | Chapelle-sur-Moudon | Montanaire | VD
1063 | Martherenges | Montanaire | VD
1063 | Peyres-Possens | Montanaire | VD
1409 | Chanéaz | Montanaire | VD
1410 | Thierrens | Montanaire | VD
1410 | Correvon | Montanaire | VD
1410 | Denezy | Montanaire | VD
1410 | St-Cierges | Montanaire | VD
1515 | Neyruz-sur-Moudon | Montanaire | VD
1277 | Arnex-sur-Nyon | Arnex-sur-Nyon | VD
1273 | Arzier-Le Muids | Arzier-Le Muids | VD
1269 | Bassins | Bassins | VD
1268 | Begnins | Begnins | VD
1279 | Bogis-Bossey | Bogis-Bossey | VD
1277 | Borex | Borex | VD
1279 | Chavannes-de-Bogis | Chavannes-de-Bogis | VD
1290 | Chavannes-des-Bois | Chavannes-des-Bois | VD
1275 | Chéserex | Chéserex | VD
1267 | Coinsins | Coinsins | VD
1291 | Commugny | Commugny | VD
1296 | Coppet | Coppet | VD
1299 | Crans VD | Crans (VD) | VD
1263 | Crassier | Crassier | VD
1266 | Duillier | Duillier | VD
1262 | Eysins | Eysins | VD
1297 | Founex | Founex | VD
1272 | Genolier | Genolier | VD
1276 | Gingins | Gingins | VD
1271 | Givrins | Givrins | VD
1196 | Gland | Gland | VD
1274 | Grens | Grens | VD
1295 | Mies | Mies | VD
1260 | Nyon | Nyon | VD
1197 | Prangins | Prangins | VD
1278 | La Rippe | La Rippe | VD
1264 | St-Cergue | Saint-Cergue | VD
1265 | La Cure | Saint-Cergue | VD
1274 | Signy | Signy-Avenex | VD
1295 | Tannay | Tannay | VD
1270 | Trélex | Trélex | VD
1261 | Le Vaud | Le Vaud | VD
1267 | Vich | Vich | VD
1355 | L'Abergement | L'Abergement | VD
1352 | Agiez | Agiez | VD
1321 | Arnex-sur-Orbe | Arnex-sur-Orbe | VD
1338 | Ballaigues | Ballaigues | VD
1446 | Baulmes | Baulmes | VD
1372 | Bavois | Bavois | VD
1353 | Bofflens | Bofflens | VD
1329 | Bretonnières | Bretonnières | VD
1373 | Chavornay | Chavornay | VD
1374 | Corcelles-sur-Chavornay | Chavornay | VD
1435 | Essert-Pittet | Chavornay | VD
1356 | Les Clées | Les Clées | VD
1356 | La Russille | Les Clées | VD
1322 | Croy | Croy | VD
1326 | Juriens | Juriens | VD
1357 | Lignerolle | Lignerolle | VD
1354 | Montcherand | Montcherand | VD
1350 | Orbe | Orbe | VD
1148 | La Praz | La Praz | VD
1324 | Premier | Premier | VD
1439 | Rances | Rances | VD
1323 | Romainmôtier | Romainmôtier-Envy | VD
1355 | Sergey | Sergey | VD
1358 | Valeyres-sous-Rances | Valeyres-sous-Rances | VD
1337 | Vallorbe | Vallorbe | VD
1325 | Vaulion | Vaulion | VD
1445 | Vuiteboeuf | Vuiteboeuf | VD
1082 | Corcelles-le-Jorat | Corcelles-le-Jorat | VD
1613 | Maracon | Maracon | VD
1081 | Montpreveyres | Montpreveyres | VD
1088 | Ropraz | Ropraz | VD
1077 | Servion | Servion | VD
1080 | Les Cullayes | Servion | VD
1085 | Vulliens | Vulliens | VD
1041 | Montaubion-Chardonney | Jorat-Menthue | VD
1058 | Villars-Tiercelin | Jorat-Menthue | VD
1059 | Peney-le-Jorat | Jorat-Menthue | VD
1061 | Villars-Mendraz | Jorat-Menthue | VD
1062 | Sottens | Jorat-Menthue | VD
1078 | Essertes | Oron | VD
1607 | Palézieux | Oron | VD
1607 | Palézieux-Village | Oron | VD
1607 | Les Tavernes | Oron | VD
1607 | Les Thioleyres | Oron | VD
1608 | Oron-le-Châtel | Oron | VD
1608 | Bussigny-sur-Oron | Oron | VD
1608 | Chesalles-sur-Oron | Oron | VD
1610 | Oron-la-Ville | Oron | VD
1610 | Châtillens | Oron | VD
1610 | Vuibroye | Oron | VD
1612 | Ecoteaux | Oron | VD
1076 | Ferlens VD | Jorat-Mézières | VD
1083 | Mézières VD | Jorat-Mézières | VD
1084 | Carrouge VD | Jorat-Mézières | VD
1537 | Champtauroz | Champtauroz | VD
1545 | Chevroux | Chevroux | VD
1562 | Corcelles-près-Payerne | Corcelles-près-Payerne | VD
1543 | Grandcour | Grandcour | VD
1525 | Henniez | Henniez | VD
1565 | Missy | Missy | VD
1530 | Payerne | Payerne | VD
1551 | Vers-chez-Perrin | Payerne | VD
1552 | Trey | Trey | VD
1538 | Treytorrens (Payerne) | Treytorrens (Payerne) | VD
1554 | Sédeilles | Villarzel | VD
1554 | Rossens VD | Villarzel | VD
1555 | Villarzel | Villarzel | VD
1523 | Granges-près-Marnand | Valbroye | VD
1524 | Marnand | Valbroye | VD
1525 | Seigneux | Valbroye | VD
1534 | Sassel | Valbroye | VD
1535 | Combremont-le-Grand | Valbroye | VD
1536 | Combremont-le-Petit | Valbroye | VD
1682 | Villars-Bramard | Valbroye | VD
1682 | Cerniaz VD | Valbroye | VD
1660 | Château-d'Oex | Château-d'Oex | VD
1660 | Les Moulins | Château-d'Oex | VD
1660 | L'Etivaz | Château-d'Oex | VD
1660 | La Lécherette | Château-d'Oex | VD
1658 | Rossinière | Rossinière | VD
1658 | La Tine | Rossinière | VD
1659 | Rougemont | Rougemont | VD
1659 | Flendruz | Rougemont | VD
1165 | Allaman | Allaman | VD
1195 | Bursinel | Bursinel | VD
1183 | Bursins | Bursins | VD
1268 | Burtigny | Burtigny | VD
1195 | Dully | Dully | VD
1186 | Essertines-sur-Rolle | Essertines-sur-Rolle | VD
1182 | Gilly | Gilly | VD
1184 | Luins | Luins | VD
1185 | Mont-sur-Rolle | Mont-sur-Rolle | VD
1166 | Perroy | Perroy | VD
1180 | Rolle | Rolle | VD
1180 | Tartegnin | Tartegnin | VD
1184 | Vinzel | Vinzel | VD
1342 | Le Pont | L'Abbaye | VD
1344 | L'Abbaye | L'Abbaye | VD
1346 | Les Bioux | L'Abbaye | VD
1341 | L'Orient | Le Chenit | VD
1347 | Le Sentier | Le Chenit | VD
1347 | Le Solliat | Le Chenit | VD
1348 | Le Brassus | Le Chenit | VD
1343 | Les Charbonnières | Le Lieu | VD
1345 | Le Lieu | Le Lieu | VD
1345 | Le Séchey | Le Lieu | VD
1801 | Le Mont-Pèlerin | Chardonne | VD
1803 | Chardonne | Chardonne | VD
1802 | Corseaux | Corseaux | VD
1804 | Corsier-sur-Vevey | Corsier-sur-Vevey | VD
1808 | Les Monts-de-Corsier | Corsier-sur-Vevey | VD
1809 | Fenil-sur-Corsier | Corsier-sur-Vevey | VD
1805 | Jongny | Jongny | VD
1815 | Clarens | Montreux | VD
1816 | Chailly-Montreux | Montreux | VD
1817 | Brent | Montreux | VD
1820 | Montreux | Montreux | VD
1820 | Territet | Montreux | VD
1822 | Chernex | Montreux | VD
1823 | Glion | Montreux | VD
1824 | Caux | Montreux | VD
1832 | Chamby | Montreux | VD
1832 | Villard-sur-Chamby | Montreux | VD
1833 | Les Avants | Montreux | VD
1814 | La Tour-de-Peilz | La Tour-de-Peilz | VD
1800 | Vevey | Vevey | VD
1820 | Veytaux | Veytaux | VD
1806 | St-Légier-La Chiésaz | Blonay - Saint-Légier | VD
1807 | Blonay | Blonay - Saint-Légier | VD
1432 | Belmont-sur-Yverdon | Belmont-sur-Yverdon | VD
1407 | Bioley-Magnoux | Bioley-Magnoux | VD
1436 | Chamblon | Chamblon | VD
1443 | Champvent | Champvent | VD
1443 | Essert-sous-Champvent | Champvent | VD
1443 | Villars-sous-Champvent | Champvent | VD
1464 | Chavannes-le-Chêne | Chavannes-le-Chêne | VD
1464 | Chêne-Pâquier | Chêne-Pâquier | VD
1400 | Cheseaux-Noréaz | Cheseaux-Noréaz | VD
1406 | Cronay | Cronay | VD
1404 | Cuarny | Cuarny | VD
1415 | Démoret | Démoret | VD
1407 | Donneloye | Donneloye | VD
1407 | Gossens | Donneloye | VD
1407 | Mézery-près-Donneloye | Donneloye | VD
1408 | Prahins | Donneloye | VD
1434 | Ependes VD | Ependes (VD) | VD
1438 | Mathod | Mathod | VD
1415 | Molondin | Molondin | VD
1442 | Montagny-près-Yverdon | Montagny-près-Yverdon | VD
1047 | Oppens | Oppens | VD
1430 | Orges | Orges | VD
1413 | Orzens | Orzens | VD
1405 | Pomy | Pomy | VD
1463 | Rovray | Rovray | VD
1433 | Suchy | Suchy | VD
1437 | Suscévaz | Suscévaz | VD
1436 | Treycovagnes | Treycovagnes | VD
1412 | Ursins | Ursins | VD
1441 | Valeyres-sous-Montagny | Valeyres-sous-Montagny | VD
1412 | Valeyres-sous-Ursins | Valeyres-sous-Ursins | VD
1404 | Villars-Epeney | Villars-Epeney | VD
1431 | Vugelles-La Mothe | Vugelles-La Mothe | VD
1400 | Yverdon-les-Bains | Yverdon-les-Bains | VD
1432 | Gressy | Yverdon-les-Bains | VD
1462 | Yvonand | Yvonand | VD
3900 | Brig | Brig-Glis | VS
3900 | Gamsen | Brig-Glis | VS
3900 | Brigerbad | Brig-Glis | VS
3902 | Glis | Brig-Glis | VS
3939 | Eggerberg | Eggerberg | VS
3903 | Mund | Naters | VS
3903 | Birgisch | Naters | VS
3904 | Naters | Naters | VS
3914 | Blatten b. Naters | Naters | VS
3914 | Belalp | Naters | VS
3901 | Rothwald | Ried-Brig | VS
3911 | Ried-Brig | Ried-Brig | VS
3907 | Simplon Dorf | Simplon | VS
3907 | Simplon Hospiz | Simplon | VS
3907 | Gabi (Simplon) | Simplon | VS
3912 | Termen | Termen | VS
3913 | Rosswald | Termen | VS
3907 | Gondo | Zwischbergen | VS
1957 | Ardon | Ardon | VS
1955 | Chamoson | Chamoson | VS
1955 | Mayens-de-Chamoson | Chamoson | VS
1955 | Les Vérines (Chamoson) | Chamoson | VS
1955 | Némiaz (Chamoson) | Chamoson | VS
1955 | Grugnay (Chamoson) | Chamoson | VS
1955 | St-Pierre-de-Clages | Chamoson | VS
1964 | Conthey | Conthey | VS
1975 | St-Séverin | Conthey | VS
1976 | Erde | Conthey | VS
1976 | Aven | Conthey | VS
1976 | Daillon | Conthey | VS
1993 | Clèbes (Nendaz) | Nendaz | VS
1994 | Aproz (Nendaz) | Nendaz | VS
1996 | Basse-Nendaz | Nendaz | VS
1996 | Fey (Nendaz) | Nendaz | VS
1996 | Bieudron (Nendaz) | Nendaz | VS
1996 | Condémines (Nendaz) | Nendaz | VS
1996 | Saclentse | Nendaz | VS
1996 | Baar (Nendaz) | Nendaz | VS
1996 | Beuson (Nendaz) | Nendaz | VS
1996 | Brignon (Nendaz) | Nendaz | VS
1997 | Haute-Nendaz | Nendaz | VS
1997 | Siviez (Nendaz) | Nendaz | VS
1997 | Sornard (Nendaz) | Nendaz | VS
1963 | Vétroz | Vétroz | VS
1946 | Bourg-St-Pierre | Bourg-Saint-Pierre | VS
1945 | Liddes | Liddes | VS
1945 | Fontaine Dessus (Liddes) | Liddes | VS
1945 | Fontaine Dessous (Liddes) | Liddes | VS
1945 | Dranse (Liddes) | Liddes | VS
1945 | Chandonne (Liddes) | Liddes | VS
1945 | Rive Haute (Liddes) | Liddes | VS
1945 | Fornex (Liddes) | Liddes | VS
1945 | Les Moulins VS (Liddes) | Liddes | VS
1945 | Vichères (Liddes) | Liddes | VS
1945 | Palasuit (Liddes) | Liddes | VS
1945 | Chez Petit (Liddes) | Liddes | VS
1945 | Petit Vichères (Liddes) | Liddes | VS
1937 | Orsières | Orsières | VS
1938 | Champex-Lac | Orsières | VS
1943 | Praz-de-Fort | Orsières | VS
1944 | La Fouly VS | Orsières | VS
1933 | Sembrancher | Sembrancher | VS
1933 | Chamoille (Sembrancher) | Sembrancher | VS
1933 | La Garde (Sembrancher) | Sembrancher | VS
1927 | Chemin | Val de Bagnes | VS
1933 | Vens (Sembrancher) | Val de Bagnes | VS
1934 | Le Châble VS | Val de Bagnes | VS
1934 | Bruson | Val de Bagnes | VS
1936 | Verbier | Val de Bagnes | VS
1941 | Vollèges | Val de Bagnes | VS
1941 | Cries (Vollèges) | Val de Bagnes | VS
1942 | Levron | Val de Bagnes | VS
1947 | Versegères | Val de Bagnes | VS
1947 | Champsec | Val de Bagnes | VS
1948 | Lourtier | Val de Bagnes | VS
1948 | Fionnay | Val de Bagnes | VS
1948 | Sarreyer | Val de Bagnes | VS
3997 | Bellwald | Bellwald | VS
3996 | Binn | Binn | VS
3995 | Ernen | Ernen | VS
3995 | Ausserbinn | Ernen | VS
3995 | Mühlebach (Goms) | Ernen | VS
3995 | Steinhaus | Ernen | VS
3984 | Fiesch | Fiesch | VS
3801 | Jungfraujoch | Fieschertal | VS
3984 | Fieschertal | Fieschertal | VS
3994 | Lax | Lax | VS
3988 | Ulrichen | Obergoms | VS
3988 | Obergesteln | Obergoms | VS
3999 | Oberwald | Obergoms | VS
3985 | Münster VS | Goms | VS
3985 | Geschinen | Goms | VS
3989 | Biel VS | Goms | VS
3989 | Ritzingen | Goms | VS
3989 | Selkingen | Goms | VS
3989 | Niederwald | Goms | VS
3989 | Blitzingen | Goms | VS
3998 | Reckingen VS | Goms | VS
3998 | Gluringen | Goms | VS
1966 | Fortunau (Ayent) | Ayent | VS
1966 | Luc (Ayent) | Ayent | VS
1966 | St-Romain (Ayent) | Ayent | VS
1966 | Saxonne (Ayent) | Ayent | VS
1966 | Villa (Ayent) | Ayent | VS
1966 | La Place (Ayent) | Ayent | VS
1966 | Botyre (Ayent) | Ayent | VS
1966 | Blignou (Ayent) | Ayent | VS
1966 | Argnou (Ayent) | Ayent | VS
1966 | Signèse (Ayent) | Ayent | VS
1972 | Anzère | Ayent | VS
1983 | Evolène | Evolène | VS
1983 | Lanna | Evolène | VS
1984 | Les Haudères | Evolène | VS
1984 | La Tour VS | Evolène | VS
1985 | La Sage | Evolène | VS
1985 | La Forclaz VS | Evolène | VS
1985 | Villa (Evolène) | Evolène | VS
1986 | Arolla | Evolène | VS
1982 | Euseigne | Hérémence | VS
1987 | Hérémence | Hérémence | VS
1969 | St-Martin VS | Saint-Martin (VS) | VS
1969 | Liez (St-Martin) | Saint-Martin (VS) | VS
1969 | Trogne (St-Martin) | Saint-Martin (VS) | VS
1969 | Suen (St-Martin) | Saint-Martin (VS) | VS
1969 | Eison (St-Martin) | Saint-Martin (VS) | VS
1981 | Vex | Vex | VS
1988 | Thyon | Vex | VS
1988 | Les Collons | Vex | VS
1992 | Les Mayens-de-Sion | Vex | VS
1961 | Vernamiège | Mont-Noble | VS
1968 | Mase | Mont-Noble | VS
1973 | Nax | Mont-Noble | VS
3951 | Agarn | Agarn | VS
3955 | Albinen | Albinen | VS
3947 | Ergisch | Ergisch | VS
3953 | Inden | Inden | VS
3952 | Susten | Leuk | VS
3953 | Leuk Stadt | Leuk | VS
3957 | Erschmatt | Leuk | VS
3954 | Leukerbad | Leukerbad | VS
3948 | Oberems | Oberems | VS
3970 | Salgesch | Salgesch | VS
3953 | Varen | Varen | VS
3956 | Guttet-Feschel | Guttet-Feschel | VS
3945 | Gampel | Gampel-Bratsch | VS
3945 | Niedergampel | Gampel-Bratsch | VS
3957 | Bratsch | Gampel-Bratsch | VS
3946 | Turtmann | Turtmann-Unterems | VS
3946 | Gruben | Turtmann-Unterems | VS
3948 | Unterems | Turtmann-Unterems | VS
1932 | Bovernier | Bovernier | VS
1932 | Les Valettes (Bovernier) | Bovernier | VS
1926 | Fully | Fully | VS
1914 | Isérables | Isérables | VS
1911 | Ovronnaz | Leytron | VS
1912 | Leytron | Leytron | VS
1912 | Produit (Leytron) | Leytron | VS
1912 | Montagnon (Leytron) | Leytron | VS
1912 | Dugny (Leytron) | Leytron | VS
1906 | Charrat | Martigny | VS
1920 | Martigny | Martigny | VS
1921 | Martigny-Croix | Martigny-Combe | VS
1928 | Ravoire | Martigny-Combe | VS
1908 | Riddes | Riddes | VS
1914 | Auddes-sur-Riddes | Riddes | VS
1918 | La Tzoumaz | Riddes | VS
1913 | Saillon | Saillon | VS
1907 | Saxon | Saxon | VS
1929 | Trient | Trient | VS
1874 | Champéry | Champéry | VS
1868 | Collombey | Collombey-Muraz | VS
1868 | Collombey | Collombey-Muraz | VS
1893 | Muraz (Collombey) | Collombey-Muraz | VS
1870 | Monthey | Monthey | VS
1870 | Monthey | Monthey | VS
1871 | Choëx | Monthey | VS
1871 | Les Giettes | Monthey | VS
1897 | Bouveret | Port-Valais | VS
1897 | Les Evouettes | Port-Valais | VS
1898 | St-Gingolph | Saint-Gingolph | VS
1872 | Troistorrents | Troistorrents | VS
1875 | Morgins | Troistorrents | VS
1873 | Val-d'Illiez | Val-d'Illiez | VS
1873 | Champoussin | Val-d'Illiez | VS
1873 | Les Crosets | Val-d'Illiez | VS
1895 | Vionnaz | Vionnaz | VS
1899 | Torgon | Vionnaz | VS
1896 | Vouvry | Vouvry | VS
1896 | Miex | Vouvry | VS
3983 | Bister | Bister | VS
3982 | Bitsch | Bitsch | VS
3993 | Grengiols | Grengiols | VS
3983 | Goppisberg | Riederalp | VS
3983 | Greich | Riederalp | VS
3986 | Ried-Mörel | Riederalp | VS
3987 | Riederalp | Riederalp | VS
3938 | Ausserberg | Ausserberg | VS
3919 | Blatten (Lötschen) | Blatten | VS
3935 | Bürchen | Bürchen | VS
3943 | Eischoll | Eischoll | VS
3916 | Ferden | Ferden | VS
3917 | Goppenstein | Ferden | VS
3917 | Kippel | Kippel | VS
3942 | Niedergesteln | Niedergesteln | VS
3942 | Raron | Raron | VS
3942 | St. German | Raron | VS
3944 | Unterbäch VS | Unterbäch | VS
3918 | Wiler (Lötschen) | Wiler (Lötschen) | VS
3983 | Mörel | Mörel-Filet | VS
3983 | Filet | Mörel-Filet | VS
3940 | Steg VS | Steg-Hohtenn | VS
3949 | Hohtenn | Steg-Hohtenn | VS
3991 | Betten | Bettmeralp | VS
3992 | Bettmeralp | Bettmeralp | VS
3994 | Martisberg | Bettmeralp | VS
1903 | Collonges | Collonges | VS
1905 | Dorénaz | Dorénaz | VS
1902 | Evionnaz | Evionnaz | VS
1925 | Finhaut | Finhaut | VS
1925 | Le Châtelard VS | Finhaut | VS
1869 | Massongex | Massongex | VS
1890 | St-Maurice | Saint-Maurice | VS
1890 | Mex VS | Saint-Maurice | VS
1922 | Salvan | Salvan | VS
1922 | Les Granges (Salvan) | Salvan | VS
1923 | Les Marécottes | Salvan | VS
1923 | Le Trétien | Salvan | VS
1904 | Vernayaz | Vernayaz | VS
1891 | Vérossaz | Vérossaz | VS
3966 | Chalais | Chalais | VS
3966 | Réchy | Chalais | VS
3967 | Vercorin | Chalais | VS
3965 | Chippis | Chippis | VS
3979 | Grône | Grône | VS
1977 | Icogne | Icogne | VS
1978 | Lens | Lens | VS
3978 | Flanthey | Lens | VS
1958 | St-Léonard | Saint-Léonard | VS
3960 | Sierre | Sierre | VS
3960 | Muraz (Sierre) | Sierre | VS
3976 | Noës | Sierre | VS
3977 | Granges VS | Sierre | VS
3960 | Niouc | Anniviers | VS
3961 | Vissoie | Anniviers | VS
3961 | St-Luc | Anniviers | VS
3961 | Chandolin | Anniviers | VS
3961 | Ayer | Anniviers | VS
3961 | Zinal | Anniviers | VS
3961 | Grimentz | Anniviers | VS
3961 | Mission | Anniviers | VS
3961 | St-Jean VS | Anniviers | VS
3960 | Corin-de-la-Crête | Crans-Montana | VS
3960 | Loc | Crans-Montana | VS
3963 | Crans-Montana | Crans-Montana | VS
3963 | Montana | Crans-Montana | VS
3963 | Aminona | Crans-Montana | VS
3971 | Chermignon | Crans-Montana | VS
3971 | Chermignon-d'en-Bas | Crans-Montana | VS
3971 | Ollon VS | Crans-Montana | VS
3974 | Mollens VS | Crans-Montana | VS
3975 | Randogne | Crans-Montana | VS
3976 | Champzabé | Crans-Montana | VS
3968 | Veyras | Noble-Contrée | VS
3972 | Miège | Noble-Contrée | VS
3973 | Venthône | Noble-Contrée | VS
1974 | Arbaz | Arbaz | VS
1971 | Grimisuat | Grimisuat | VS
1971 | Champlan (Grimisuat) | Grimisuat | VS
1965 | Savièse | Savièse | VS
1950 | Sion | Sion | VS
1958 | Uvrier | Sion | VS
1962 | Pont-de-la-Morge (Sion) | Sion | VS
1967 | Bramois | Sion | VS
1991 | Salins | Sion | VS
1991 | Arvillard (Salins) | Sion | VS
1991 | Pravidondaz (Salins) | Sion | VS
1991 | Turin (Salins) | Sion | VS
1991 | Misériez (Salins) | Sion | VS
1992 | Les Agettes | Sion | VS
1992 | La Vernaz (Les Agettes) | Sion | VS
1992 | Crête-à-l'Oeil (Les Agettes) | Sion | VS
1993 | Veysonnaz | Veysonnaz | VS
3937 | Baltschieder | Baltschieder | VS
3937 | Baltschieder | Baltschieder | VS
3922 | Eisten | Eisten | VS
3922 | Kalpetran | Embd | VS
3926 | Embd | Embd | VS
3925 | Grächen | Grächen | VS
3931 | Lalden | Lalden | VS
3928 | Randa | Randa | VS
3905 | Saas-Almagell | Saas-Almagell | VS
3908 | Saas-Balen | Saas-Balen | VS
3906 | Saas-Fee | Saas-Fee | VS
3910 | Saas-Grund | Saas-Grund | VS
3924 | St. Niklaus VS | St. Niklaus | VS
3927 | Herbriggen | St. Niklaus | VS
3922 | Stalden VS | Stalden (VS) | VS
3933 | Staldenried | Staldenried | VS
3929 | Täsch | Täsch | VS
3923 | Törbel | Törbel | VS
3930 | Visp | Visp | VS
3930 | Eyholz | Visp | VS
3932 | Visperterminen | Visperterminen | VS
3934 | Zeneggen | Zeneggen | VS
3920 | Zermatt | Zermatt | VS
2015 | Areuse | Boudry | NE
2017 | Boudry | Boudry | NE
2016 | Cortaillod | Cortaillod | NE
2019 | Rochefort | Rochefort | NE
2019 | Chambrelien | Rochefort | NE
2037 | Montezillon | Rochefort | NE
2149 | Champ-du-Moulin | Rochefort | NE
2149 | Fretereules | Rochefort | NE
2149 | Brot-Dessous | Rochefort | NE
2012 | Auvernier | Milvignes | NE
2013 | Colombier NE | Milvignes | NE
2014 | Bôle | Milvignes | NE
2022 | Bevaix | La Grande Béroche | NE
2023 | Gorgier | La Grande Béroche | NE
2024 | St-Aubin-Sauges | La Grande Béroche | NE
2025 | Chez-le-Bart | La Grande Béroche | NE
2027 | Montalchez | La Grande Béroche | NE
2027 | Fresens | La Grande Béroche | NE
2028 | Vaumarcus | La Grande Béroche | NE
2300 | La Chaux-de-Fonds | La Chaux-de-Fonds | NE
2300 | La Cibourg | La Chaux-de-Fonds | NE
2322 | Le Crêt-du-Locle | La Chaux-de-Fonds | NE
2333 | La Cibourg | La Ferrière | BE
2616 | La Cibourg | Renan (BE) | BE
2325 | Les Planchettes | Les Planchettes | NE
2314 | La Sagne NE | La Sagne | NE
2406 | La Brévine | La Brévine | NE
2406 | Les Taillères | La Brévine | NE
2406 | La Châtagne | La Brévine | NE
2406 | Le Brouillet | La Brévine | NE
2318 | Brot-Plamboz | Brot-Plamboz | NE
2414 | Le Cerneux-Péquignot | Le Cerneux-Péquignot | NE
2405 | La Chaux-du-Milieu | La Chaux-du-Milieu | NE
2400 | Le Locle | Le Locle | NE
2400 | Le Prévoux | Le Locle | NE
2416 | Les Brenets | Le Locle | NE
2316 | Les Ponts-de-Martel | Les Ponts-de-Martel | NE
2316 | Petit-Martel | Les Ponts-de-Martel | NE
2087 | Cornaux NE | Cornaux | NE
2088 | Cressier NE | Cressier (NE) | NE
2073 | Enges | Enges | NE
2068 | Hauterive NE | Hauterive (NE) | NE
2525 | Le Landeron | Le Landeron | NE
2523 | Lignières | Lignières | NE
2000 | Neuchâtel | Neuchâtel | NE
2034 | Peseux | Neuchâtel | NE
2035 | Corcelles NE | Neuchâtel | NE
2036 | Cormondrèche | Neuchâtel | NE
2042 | Valangin | Neuchâtel | NE
2067 | Chaumont | Neuchâtel | NE
2072 | St-Blaise | Saint-Blaise | NE
2074 | Marin-Epagnier | La Tène | NE
2075 | Thielle | La Tène | NE
2075 | Wavre | La Tène | NE
2037 | Montmollin | Val-de-Ruz | NE
2043 | Boudevilliers | Val-de-Ruz | NE
2046 | Fontaines NE | Val-de-Ruz | NE
2052 | Fontainemelon | Val-de-Ruz | NE
2052 | La Vue-des-Alpes | Val-de-Ruz | NE
2053 | Cernier | Val-de-Ruz | NE
2054 | Chézard-St-Martin | Val-de-Ruz | NE
2054 | Les Vieux-Prés | Val-de-Ruz | NE
2056 | Dombresson | Val-de-Ruz | NE
2057 | Villiers | Val-de-Ruz | NE
2058 | Le Pâquier NE | Val-de-Ruz | NE
2063 | Vilars NE | Val-de-Ruz | NE
2063 | Engollon | Val-de-Ruz | NE
2063 | Fenin | Val-de-Ruz | NE
2063 | Saules | Val-de-Ruz | NE
2065 | Savagnier | Val-de-Ruz | NE
2206 | Les Geneveys-sur-Coffrane | Val-de-Ruz | NE
2207 | Coffrane | Val-de-Ruz | NE
2208 | Les Hauts-Geneveys | Val-de-Ruz | NE
2117 | La Côte-aux-Fées | La Côte-aux-Fées | NE
2126 | Les Verrières | Les Verrières | NE
2103 | Noiraigue | Val-de-Travers | NE
2105 | Travers | Val-de-Travers | NE
2108 | Couvet | Val-de-Travers | NE
2112 | Môtiers NE | Val-de-Travers | NE
2113 | Boveresse | Val-de-Travers | NE
2114 | Fleurier | Val-de-Travers | NE
2115 | Buttes | Val-de-Travers | NE
2116 | Mont-de-Buttes | Val-de-Travers | NE
2123 | St-Sulpice NE | Val-de-Travers | NE
2124 | Les Sagnettes | Val-de-Travers | NE
2127 | Les Bayards | Val-de-Travers | NE
1288 | Aire-la-Ville | Aire-la-Ville | GE
1247 | Anières | Anières | GE
1237 | Avully | Avully | GE
1285 | Athenaz (Avusy) | Avusy | GE
1257 | La Croix-de-Rozon | Bardonnex | GE
1293 | Bellevue | Bellevue | GE
1233 | Bernex | Bernex | GE
1227 | Carouge GE | Carouge (GE) | GE
1236 | Cartigny | Cartigny | GE
1298 | Céligny | Céligny | GE
1298 | Céligny | Céligny | GE
1284 | Chancy | Chancy | GE
1224 | Chêne-Bougeries | Chêne-Bougeries | GE
1231 | Conches | Chêne-Bougeries | GE
1225 | Chêne-Bourg | Chêne-Bourg | GE
1244 | Choulex | Choulex | GE
1239 | Collex | Collex-Bossy | GE
1222 | Vésenaz | Collonge-Bellerive | GE
1245 | Collonge-Bellerive | Collonge-Bellerive | GE
1223 | Cologny | Cologny | GE
1232 | Confignon | Confignon | GE
1246 | Corsier GE | Corsier (GE) | GE
1283 | La Plaine | Dardagny | GE
1283 | Dardagny | Dardagny | GE
1201 | Genève | Genève | GE
1202 | Genève | Genève | GE
1203 | Genève | Genève | GE
1204 | Genève | Genève | GE
1205 | Genève | Genève | GE
1206 | Genève | Genève | GE
1207 | Genève | Genève | GE
1208 | Genève | Genève | GE
1209 | Genève | Genève | GE
1227 | Les Acacias | Genève | GE
1294 | Genthod | Genthod | GE
1215 | Genève | Le Grand-Saconnex | GE
1218 | Le Grand-Saconnex | Le Grand-Saconnex | GE
1251 | Gy | Gy | GE
1248 | Hermance | Hermance | GE
1254 | Jussy | Jussy | GE
1287 | Laconnex | Laconnex | GE
1212 | Grand-Lancy | Lancy | GE
1213 | Petit-Lancy | Lancy | GE
1252 | Meinier | Meinier | GE
1216 | Cointrin | Meyrin | GE
1217 | Meyrin | Meyrin | GE
1213 | Onex | Onex | GE
1258 | Perly | Perly-Certoux | GE
1228 | Plan-les-Ouates | Plan-les-Ouates | GE
1292 | Chambésy | Pregny-Chambésy | GE
1243 | Presinge | Presinge | GE
1241 | Puplinge | Puplinge | GE
1281 | Russin | Russin | GE
1242 | Satigny | Satigny | GE
1286 | Soral | Soral | GE
1226 | Thônex | Thônex | GE
1256 | Troinex | Troinex | GE
1253 | Vandoeuvres | Vandoeuvres | GE
1214 | Vernier | Vernier | GE
1219 | Le Lignon | Vernier | GE
1219 | Aïre | Vernier | GE
1219 | Châtelaine | Vernier | GE
1220 | Les Avanchets | Vernier | GE
1290 | Versoix | Versoix | GE
1234 | Vessy | Veyrier | GE
1255 | Veyrier | Veyrier | GE
2856 | Boécourt | Boécourt | JU
2857 | Montavon | Boécourt | JU
2803 | Bourrignon | Bourrignon | JU
2843 | Châtillon JU | Châtillon (JU) | JU
2825 | Courchapoix | Courchapoix | JU
2830 | Courrendlin | Courrendlin | JU
2830 | Vellerat | Courrendlin | JU
2832 | Rebeuvelier | Courrendlin | JU
2822 | Courroux | Courroux | JU
2823 | Courcelon | Courroux | JU
2852 | Courtételle | Courtételle | JU
2800 | Delémont | Delémont | JU
2802 | Develier | Develier | JU
2813 | Ederswiler | Ederswiler | JU
2827 | Mervelier | Mervelier | JU
2806 | Mettembert | Mettembert | JU
2812 | Movelier | Movelier | JU
2807 | Pleigne | Pleigne | JU
2807 | Lucelle | Pleigne | JU
2842 | Rossemaison | Rossemaison | JU
2873 | Saulcy | Saulcy | JU
2805 | Soyhières | Soyhières | JU
2853 | Courfaivre | Haute-Sorne | JU
2854 | Bassecourt | Haute-Sorne | JU
2855 | Glovelier | Haute-Sorne | JU
2863 | Undervelier | Haute-Sorne | JU
2864 | Soulce | Haute-Sorne | JU
2824 | Vicques | Val Terbi | JU
2826 | Corban | Val Terbi | JU
2828 | Montsevelier | Val Terbi | JU
2829 | Vermes | Val Terbi | JU
2360 | Le Bémont JU | Le Bémont (JU) | JU
2336 | Les Bois | Les Bois | JU
2345 | Les Breuleux | Les Breuleux | JU
2345 | La Chaux-des-Breuleux | La Chaux-des-Breuleux | JU
2363 | Les Enfers | Les Enfers | JU
2714 | Les Genevez JU | Les Genevez (JU) | JU
2714 | Le Prédame | Les Genevez (JU) | JU
2718 | Lajoux JU | Lajoux (JU) | JU
2718 | Fornet-Dessus | Lajoux (JU) | JU
2362 | Montfaucon | Montfaucon | JU
2362 | Montfavergier | Montfaucon | JU
2338 | Les Emibois | Muriaux | JU
2338 | Muriaux | Muriaux | JU
2345 | Le Cerneux-Veusil | Muriaux | JU
2340 | Le Noirmont | Le Noirmont | JU
2350 | Saignelégier | Saignelégier | JU
2353 | Les Pommerats | Saignelégier | JU
2354 | Goumois | Saignelégier | JU
2364 | St-Brais | Saint-Brais | JU
2882 | St-Ursanne | Saint-Brais | JU
2887 | Soubey | Soubey | JU
2942 | Alle | Alle | JU
2935 | Beurnevésin | Beurnevésin | JU
2926 | Boncourt | Boncourt | JU
2944 | Bonfol | Bonfol | JU
2915 | Bure | Bure | JU
2932 | Coeuve | Coeuve | JU
2952 | Cornol | Cornol | JU
2922 | Courchavon | Courchavon | JU
2950 | Courgenay | Courgenay | JU
2950 | Courtemautruy | Courgenay | JU
2905 | Courtedoux | Courtedoux | JU
2933 | Damphreux | Damphreux | JU
2916 | Fahy | Fahy | JU
2902 | Fontenais | Fontenais | JU
2903 | Villars-sur-Fontenais | Fontenais | JU
2904 | Bressaucourt | Fontenais | JU
2908 | Grandfontaine | Grandfontaine | JU
2933 | Lugnez | Lugnez | JU
2900 | Porrentruy | Porrentruy | JU
2943 | Vendlincourt | Vendlincourt | JU
2923 | Courtemaîche | Basse-Allaine | JU
2924 | Montignez | Basse-Allaine | JU
2925 | Buix | Basse-Allaine | JU
2882 | St-Ursanne | Clos du Doubs | JU
2883 | Montmelon | Clos du Doubs | JU
2884 | Montenol | Clos du Doubs | JU
2885 | Epauvillers | Clos du Doubs | JU
2886 | Epiquerez | Clos du Doubs | JU
2888 | Seleute | Clos du Doubs | JU
2889 | Ocourt | Clos du Doubs | JU
2906 | Chevenez | Haute-Ajoie | JU
2907 | Rocourt | Haute-Ajoie | JU
2912 | Réclère | Haute-Ajoie | JU
2912 | Roche-d'Or | Haute-Ajoie | JU
2914 | Damvant | Haute-Ajoie | JU
2946 | Miécourt | La Baroche | JU
2947 | Charmoille | La Baroche | JU
2953 | Fregiécourt | La Baroche | JU
2953 | Pleujouse | La Baroche | JU
2954 | Asuel | La Baroche | JU
9490 | Vaduz | Vaduz
9495 | Triesen | Triesen
9496 | Balzers | Balzers
9497 | Triesenberg | Triesenberg
9494 | Schaan | Schaan
9498 | Planken | Planken
9485 | Nendeln | Eschen
9492 | Eschen | Eschen
9486 | Schaanwald | Mauren
9493 | Mauren FL | Mauren
9487 | Gamprin-Bendern | Gamprin
9491 | Ruggell | Ruggell
9488 | Schellenberg | Schellenberg
9999 | Thunersee | Thunersee | BE
9999 | Brienzersee | Brienzersee | BE
9999 | Bielersee | Bielersee (BE) | BE
| 2022-07-07 | https://www.cadastre.ch/fr/services/service/registry/plz.html

## _Trad (hidden)
1 | Sprache | Langue | Lingua | A
2 | Effizienznachweis für eine Kälteanlage | Justificatif d'efficacité pour une installation frigorifique | Certificato energetico per un impianto di refrigerazione | A
3 | Allgemeine Angaben | Données générales du projet | Dati generali sul progetto | A
4 | Projektname | Nom de projet | Nome del progetto | A
5 | Gemeinde | Commune | Comune | A
6 | Kanton | Canton | Cantone | A
7 | Klimastation | Station climatique | Stazione climatica | A
8 | Strasse / Nummer | Rue / Numéro | Via / Numero | A
9 | PLZ / Ort | NPA / Lieu | CAP / Luogo | A
10 | Einsparungen über die Wirkungsdauer, inkl. 0.75 Faktor (MWh) | Calcul des économies sur la durée d'impact, y. c. facteur 0.75 (MWh) | Calcolo del risparmio per la durata dell'impatto, incl. il fattore 0.75 (MWh) | A
11 | Sanierung | Assainissement | Risanamento | A
12 | Betriebsoptimierung | Optimisation de l’exploitation | Ottimizzazione dell’esercizio | A
13 | Neue Anlage | Nouvelle installation | Nuova installazione | A
14 | Alte Anlage | Ancienne installation | Vecchia installazione | A
15 |  |  |  | A
16 | Zusammenfassung | Résumé | Riassunto | A
17 | Formular v1.0, zu verwenden bis 30 November 2025 | Formulaire v1.0, à utiliser jusqu'au 30 novembre 2025 | Modulo v1.0, da utilizzare fino al 30 novembre 2025 | A
18 | Elektrizitätsbedarf - neue Anlage | Besoin en électricité - nouvelle installation | Fabbisogno di elettricità - nuova installazione | A
19 | Elektrizitätsbedarf - bestehende Anlage | Besoin en électricité - installation existante | Fabbisogno di elettricità - installazione esistente | A
20 | Kältemaschine | Machine de froid | Macchina frigorifera | A
21 | Nenn-kühlleistung | Puissance frigorifique nominale | Potenza di raffreddamento nominale | A
22 | Elektrizitäts-bedarf | Demande en électricité | Fabbisogno di elettricità | A
23 | Gesamt | Total | Totale | A
24 | Elektrizitätsbedarf (kWh/a) | Besoin ou demande en électricité (kWh/a) | Fabbisogno di elettricità (kWh/a) | A
25 | Der Zustand der Kältemaschinen (alt oder neu) muss in den entsprechenden B-x Blättern mit technischen Informationen angegeben werden. | L'état des machines frigorifiques (anciennes ou nouvelles) doit être défini dans les fiches B-x correspondantes contenant des informations techniques. | Le condizioni delle macchine frigorifere (vecchie o nuove) vanno definite nelle schede B-x corrispondenti contententi le informationi tecniche. | A
26 |  |  |  | A
27 |  |  |  | A
28 | Hydrologische Station | Station hydrologique | Stazione idrologica | A
29 | Anwendungs-temperatur | Température d'application | Temperatura di impiego | A
30 | Auslegungstemperatur (°C), Standardwert oder Eingabe | Température de dimensionnement (°C), valeur par défaut ou saisie | Temperatura di progetto (°C), valore predefinito o ingresso | A
31 |  |  |  | A
32 | Unternehmen (welches die Umsetzung verantwortet) | Entreprise (responsable pour la msie en œuvre) | Azienda (responsabile dell'attuazione) | A
33 | Name | Nom | Nome | A
34 | Sitz | Siège | Sede | A
35 |  |  |  | A
36 |  |  |  | A
37 |  |  |  | A
38 |  |  |  | A
39 |  |  |  | A
40 |  |  |  | A
41 |  |  |  | A
42 |  |  |  | A
43 |  |  |  | A
44 |  |  |  | A
45 |  |  |  | A
46 |  |  |  | A
47 |  |  |  | A
48 |  |  |  | A
49 |  |  |  | A
50 |  |  |  | A
51 |  |  |  | A
52 |  |  |  | A
53 |  |  |  | A
54 |  |  |  | A
55 |  |  |  | A
56 |  |  |  | A
57 |  |  |  | A
58 |  |  |  | A
59 |  |  |  | A
60 |  |  |  | A
61 |  |  |  | A
62 |  |  |  | A
63 |  |  |  | A
64 |  |  |  | A
65 |  |  |  | A
66 |  |  |  | A
67 |  |  |  | A
68 |  |  |  | A
69 |  |  |  | A
70 | Kältemaschine | Machines de froid | Macchine frigorifere | B
71 | Allgemeine Angaben | Informations générales | Informazioni generali | B
72 | Name (Marke, Modell) | Nom (marque, modèle) | Nome (marca, modello) | B
73 | Beschreibung | Description | Descrizione | B
74 | Nennkälteleistung (kW) | Puissance frigorifique nominale (kW) | Potenza di raffreddamento nominale (kW) | B
75 | Baujahr | Année de construction | Anno di costruzione | B
76 |  |  |  | B
77 |  |  |  | B
78 |  |  |  | B
79 | Typ | Type | Tipo | B
80 |  |  |  | B
81 | Rückkühler | Aérorefroidisseur | Raffreddatore | B
82 | Expansionsventil, Standard oder Eingabe | Détendeur, valeur par défaut ou saisie | Valvola d’espansione, valore predefinito o ingresso | B
83 | Verdichter, Standard oder Eingabe | Compresseur, valeur par défaut ou saisie | Compressore, valore predefinito o ingresso | B
84 | Regelung der Ventilatoren, Standard oder Eingabe | Régulation des ventilateurs, valeur par défaut ou saisie | Controllo del ventilatore, valore predefinito o ingresso | B
85 | Verbraucher | Consommateurs | Consumatori | B
86 | Anwendungs-temperatur | Température d'application | Temperatura di applicazione | B | 29
87 | Betriebs-stunden | Heures de fonctionnement | Ore di funzionamento | B
88 | Grund-kühlleistung | Puissance frigorifique de base | Potenza di raffreddamento di base | B
89 | Auslegung-Kühlleistung | Puissance frigorifique de dimensonnement | Potenza di raffreddamento di progetto | B
90 | Andere | Autres | Altro | B
91 | Verflüssiger | Condensateur | Condensatore | B
92 | Verdampfer | Evaporateur | Evaporatore | B
93 | Verschmutzungsgrad (-) | … | … | B
94 | ∆T, Standard oder Eingabe (K)** | ∆T, valeur par défaut ou saisie (K)** | ∆T, valore predefinito o ingresso (K)** | B
95 | Energiebilanz | Bilan énergétique | Bilancio energetico | B
96 | Hilfsbetriebstrombedarf | Demande en électricité de service auxiliaire | Fabbisogno elettrico di potenza ausiliaria | B
97 | Zustand | État | Condizione | B
98 | Kompression und Expansion | Compression et détente | Compressione e espansione | B
99 | Einsparungen | Économies | Risparmio | B
100 | Betribesstunden (h/a) | Heures de fonctionnement (h/a) | Ore di funzionamento (h/a) | B
101 | Volllaststunden (h/a) | Heures à pleine charge (h/a) | Ore a pieno carico (h/a) | B
102 | Kälteproduktion (MWh/a) | Production de frigorifique (MWh/a) | Produzione di freddo (MWh/a) | B
103 | Elektrizitätsbedarf (MWh/a) | Demande en électricité (MWh/a) | Fabbisogno elettrico specifico (MWh/a) | B
104 | SEER/SEPR | SEER/SEPR | SEER/SEPR | B
105 | Standardwert | Valeur par défaut | Valore predefinito | B
106 | Beschreibung und Bemerkungen | Description et commentaires | Descrizione e commenti | B
107 | Übertragungsmedium | Fluide de transfert | Fluido di trasferimento | B
108 | Gesamt | Total | Totale | B
109 | ∆T, Standard oder Eingabe (K)* | ∆T, valeur par défaut ou saisie (K)* | ∆T, valore predefinito o ingresso (K)* | B
110 | Belastungsrate | Taux de charge | Tasso di carico | B
111 | Bin-Dauer | Durée du Bin | Durata del Bin | B
112 | Kältemaschine | Machine de froid | Macchina frigorifera | B | 20
113 | Bin-Temperatur | Température du Bin | Temperatura del Bin | B
114 | Kälteproduktion | Production de frigorifique | Produzione di freddo | B
115 |  |  |  | B
116 |  |  |  | B
117 |  |  |  | B
118 |  |  |  | B
119 |  |  |  | B
120 | Dieses Excel "CalcuCool" wurde vom Bundesamt für Energie (BFE) in Zusammenarbeit mit der ZHAW entwickelt und vom BFE technisch umgesetzt. Es dient zur Berechnung des Energiebedarfs für Effizienzmassnahmen im Klima- und Prozesskältebereich und soll den Nachweis gegenüber dem BFE erleichtern. | Cet outil Excel "CalcuCool" a été développé par l'Office fédéral de l’énergie (OFEN) en collaboration avec la ZHAW, et a été mis en œuvre par l'OFEN. Il sert à calculer les besoins en énergie pour les mesures d'efficacité dans le domaine de la climatisation et du froid industriel et doit faciliter la justification vis-à-vis de l'OFEN. | Questo strumento di calcolo Excel "CalcuCool" è stato sviluppato dall'Ufficio federale dell’energia (UFE) in collaborazione con la ZHAW e realizzato tecnicamente dall'UFE. Viene utilizzato per calcolare il fabbisogno energetico per le misure di efficienza nel campo del condizionamento dell'aria e della refrigerazione industriale e ha lo scopo di facilitare le dichiarazioni di efficienza energetica all'UFE | Info
121 | Anleitung | Instructions | Istruzioni | Info
122 | Übersicht | Aperçu des tableaux | Panoramica | Info
123 | A: allgemeine Angaben und Zusammenfassung der Berechnung B-x: Datenblätter zu den Kältemaschinen | A : Informations générales et résumé du calcul B-x : Fiches techniques des machines de froid | A: Informazioni generali e sintesi del calcolo B-x : Schede tecniche delle macchine frigorifere | Info
124 | Die 5 Kältemaschinendatenblätter (B-1/5) sollten für die meisten Fälle ausreichend sein. Andernfalls wird empfohlen, mit der Geschäftsstelle (effel@bfe.admin.ch) Kontakt aufzunehmen. | Les cinq fiches techniques des machines de froid (B-1/5) devraient suffire dans la plupart des cas. Dans le cas contraire, il est recommandé de conctacter le bureau pour les gains d'efficacité (effel@bfe.admin.ch). | Nella maggior parte dei casi, le cinque schede tecniche delle macchine frigorifere (B-1/5) dovrebbero essere sufficienti. In caso contrario, si consiglia di contattare l'ufficio per i migliormaneti dell'efficienza energetica (effel@bfe.admin.ch). | Info
125 | Legende | Légende | Leggenda | Info
126 | Das Excel steht Ihnen in Deutsch, Französisch und Italienisch zur Verfügung und enthält keine Makros, um Kompatibilitätsprobleme zu vermeiden. | Le fichier Excel est disponible en français, allemand et italien et ne contient pas de macros afin d'éviter les problèmes de compatibilité. | Il foglio di calcolo Excel è disponibile in italiano, francese e tedesco e non contiene macros per evitare problemi di compatibilità. | Info
127 |  |  |  | Info
128 |  |  |  | Info
129 |  |  |  | Info
130 | Vorwort | Avant-propos | Prefazione | Info
131 | Hinweise | Remarques | Note | Info
132 |  |  |  | Info
133 |  |  |  | Info
134 |  |  |  | Info
135 | Hellgrüne Zellen = auswählen (Dropdown) | Cellules vert clair = sélectionner (liste déroulante) | Celle verde chiaro = selezionare (a discesa) | Info
136 | Gelbe Zellen = ausfüllen | Cellules jaunes = remplir | Celle gialle = compilare | Info
137 | Hellgelbe Zellen = optional ausfüllen | Cellules jaunes (plus claires) = remplissage facultatif | Celle giallo chiaro = da compilare facoltativamente | Info
138 | Graue Zellen = nicht aktiv | Cellules grises = non actives | Celle grigie = non attive | Info
139 | Weisse Zellen = gesperrt | Cellules blanches = bloquées | Celle bianche = bloccate | Info
140 | Orange Zellen = Problem, bitte Eingabe prüfen | Cellules orange = problème, veuillez vérifier la saisie | Celle arancioni = problema, controllare l'input | Info

## _Drops (hidden)
Kältebedarf | 1
PEIK |  |  |  | AIR | Base
Raumklima | Raumklima | Climatisation | Climatizzazione | TRUE | 0%
Raumklima | Raumklima | Climatisation | Climatizzazione | FALSE | 0%
Gewerbe Plus-Kälte | Gewerbe Plus-Kälte | Commerce, froid positif | Commerciale, freddo positivo | FALSE | 40%
Gewerbe Plus-Minus | Gewerbe Plus-Minus | Commerce, froid négatif | Commerciale, freddo negativo | FALSE | 60%
Prozesskälte / IT-Server | Prozesskälte / IT-Server | Froid industriel / serveur IT | Refrigerazione industriale / server IT | FALSE | 80%
Andere | Andere | Autres | Altro | TRUE | 0%
Andere | Andere | Autres | Altro | FALSE | 0%
KM_Verflüssiger
PEIK |  |  |  | AIR | dT_new | dT_std | def | def | def | def
Lamellen (Direktverflüssigung) | Lamellen (Direktverflüssigung) | Lamelles (condensation directe) | Lamelle (condensazione diretta) | TRUE | 6 | 8.5 | *Eintrittstemperatur der Kühlluft minus Verflüssigungstemperatur (am Eintritt) | *Eintrittstemperatur der Kühlluft minus Verflüssigungstemperatur (am Eintritt) | *Température d'entrée de l'air moins température de condensation (à l'entrée) | *Temperatura di ingresso dell'aria meno temperatura di condensazione (all'ingresso)
Platten | Platten | Plaques | Placche | FALSE | 2 | 3.5 | *Austrittstemperatur des Wärmeträgers minus Verflüssigungstemperatur (am Eintritt) | *Austrittstemperatur des Wärmeträgers minus Verflüssigungstemperatur (am Eintritt) | *Température de sortie du caloporteur moins température de condensation (à l'entrée) | *Temperatura di uscita del fluido trasportante calore meno temperatura di condensazione (all'ingresso)
Rohrbündel | Rohrbündel | Tubulaires | Fascio di tubi | FALSE | 2 | 2.5 | *Austrittstemperatur des Wärmeträgers minus Verflüssigungstemperatur (am Eintritt) | *Austrittstemperatur des Wärmeträgers minus Verflüssigungstemperatur (am Eintritt) | *Température de sortie du caloporteur moins température de condensation (à l'entrée) | *Temperatura di uscita del fluido trasportante calore meno temperatura di condensazione (all'ingresso)
Nicht bekannt | Nicht bekannt | Non connu | Non noto | TRUE | - | 12.5 | *Eintrittstemperatur der Kühlluft minus Verflüssigungstemperatur (am Eintritt) | *Eintrittstemperatur der Kühlluft minus Verflüssigungstemperatur (am Eintritt) | *Température d'entrée de l'air moins température de condensation (à l'entrée) | *Temperatura di ingresso dell'aria meno temperatura di condensazione (all'ingresso)
Nicht bekannt | Nicht bekannt | Non connu | Non noto | FALSE | - | 3.5 | *Austrittstemperatur des Wärmeträgers minus Verflüssigungstemperatur (am Eintritt) | *Austrittstemperatur des Wärmeträgers minus Verflüssigungstemperatur (am Eintritt) | *Température de sortie du caloporteur moins température de condensation (à l'entrée) | *Temperatura di uscita del fluido trasportante calore meno temperatura di condensazione (all'ingresso)
KM_Verdampfer
PEIK |  |  |  | AIR | dT_new | dT_std | def | def | def | def
Lamellen (trocken) | Lamellen (trocken) | Lamelles (sec) | Lamelle (a secco) | TRUE | 5 | 10 | **Eintrittstemperatur der Aussenluft minus Verdampfungstemperatur (am Austritt) | **Eintrittstemperatur der Aussenluft minus Verdampfungstemperatur (am Austritt) | *Température d'entrée de l'air moins température d'évaporation (à la sortie) | *Temperatura dell'aria in ingresso meno temperatura di evaporazione (all'uscita)
Lamellen (überfluteter) | Lamellen (überfluteter) | Lamelles (par immersion) | Lamelle (per immersione) | TRUE | 3 | 5.5 | **Eintrittstemperatur der Aussenluft minus Verdampfungstemperatur (am Austritt) | **Eintrittstemperatur der Aussenluft minus Verdampfungstemperatur (am Austritt) | *Température d'entrée de l'air moins température d'évaporation (à la sortie) | *Temperatura dell'aria in ingresso meno temperatura di evaporazione (all'uscita)
Platten | Platten | Plaques | Placche | FALSE | 2 | 4.5 | *Austrittstemperatur des Kälteträgers minus Verdampfungstemperatur (am Austritt) | *Austrittstemperatur des Kälteträgers minus Verdampfungstemperatur (am Austritt) | *Température de sortie du frigoporteur moins température d'évaporation (à la sortie) | *Temperatura di uscita del fluido di raffreddamento meno temperatura di evaporazione (all'uscita)
Rohrbündel | Rohrbündel | Tubulaires | Fascio di tubi | FALSE | 3 | 4 | **Austrittstemperatur des Kälteträgers minus Verdampfungstemperatur (am Austritt) | **Austrittstemperatur des Kälteträgers minus Verdampfungstemperatur (am Austritt) | *Température de sortie du frigoporteur moins température d'évaporation (à la sortie) | *Temperatura di uscita del fluido di raffreddamento meno temperatura di evaporazione (all'uscita)
Nicht bekannt | Nicht bekannt | Non connu | Non noto | TRUE | - | 8 | **Eintrittstemperatur der Aussenluft minus Verdampfungstemperatur (am Austritt) | **Eintrittstemperatur der Aussenluft minus Verdampfungstemperatur (am Austritt) | *Température d'entrée de l'air moins température d'évaporation (à la sortie) | *Temperatura dell'aria in ingresso meno temperatura di evaporazione (all'uscita)
Nicht bekannt | Nicht bekannt | Non connu | Non noto | FALSE | - | 4.5 | **Austrittstemperatur des Kälteträgers minus Verdampfungstemperatur (am Austritt) | **Austrittstemperatur des Kälteträgers minus Verdampfungstemperatur (am Austritt) | *Température de sortie du frigoporteur moins température d'évaporation (à la sortie) | *Temperatura di uscita del fluido di raffreddamento meno temperatura di evaporazione (all'uscita)
KM_Rückkühler
- |  |  |  | AIR | dT_new | dT_std | def | def | def | def
Trocken | Trocken | Sec | A secco | TRUE | 6 | 7 | *Lufteintritts- minus Wärmeträgertemperatur (am Austritt) | *Lufteintritts- minus Wärmeträgertemperatur (am Austritt) | *Température d'entrée d'air moins température du fluide caloporteur (à la sortie) | *Temperatura dell'aria in ingresso meno temperatura del fluido termovettore (all'uscita)
Andere | Andere | Autres | Altre | TRUE | 6 | 8 | *Lufteintritts- minus Wärmeträgertemperatur (am Austritt) | *Lufteintritts- minus Wärmeträgertemperatur (am Austritt) | *Température d'entrée d'air moins température du fluide caloporteur (à la sortie) | *Temperatura dell'aria in ingresso meno temperatura del fluido termovettore (all'uscita)
Nicht bekannt | Nicht bekannt | Non connu | Non noto | TRUE | 6 | 8 | *Lufteintritts- minus Wärmeträgertemperatur (am Austritt) | *Lufteintritts- minus Wärmeträgertemperatur (am Austritt) | *Température d'entrée d'air moins température du fluide caloporteur (à la sortie) | *Temperatura dell'aria in ingresso meno temperatura del fluido termovettore (all'uscita)
Kein Rückkühler | Kein Rückkühler | Pas d'aérorefroidisseur | Nessun raffreddatore | FALSE | - | - | - | - | - | -
KM_Ventilatoren
PEIK |  |  |  | ID | f_vent
Leistungsfähige | Leistungsfähige | Leistungsfähige | Leistungsfähige | A> 2005 | 2%
Standard | Standard | Standard | Standard | A1995 - 2005 | 3.5%
Leistungsschwache | Leistungsschwache | Leistungsschwache | Leistungsschwache | A< 1995 | 5%
KM_Druckregler
PEIK |  |  |  | ID
thermostatisch | thermostatisch | thermostatique | termostatica | TH
elektronisch | elektronisch | électronique | elettronica | EL
KM_Kompressor
PEIK & SVK (https://www.svk-asf-atf.ch/fr/?svk_targetgroup_cat%5b%5d=specialistes-cvc&svk_targetgroup_cat%5b%5d=specialistes-du-froid&svk_topic_cat%5b%5d=efficacite-energetique&s=&post_type=svk_docs) |  |  |  | eta
Hubkolbenverdichter (hermetisch) | Hubkolbenverdichter (hermetisch) | Compresseur à piston rotatif (hermétique) | Compressore a pistone rotante (ermetico) | 0.37
Hubkolbenverdichter (halbhermetisch) | Hubkolbenverdichter (halbhermetisch) | Compresseur à piston rotatif (semi-hermétique) | Compressore a pistone rotante (semiermetico) | 0.45
Scrollverdichter | Scrollverdichter | Compresseur Scroll | Compressore Scroll | 0.45
Schraubenverdichter | Schraubenverdichter | Compresseur à vis | Compressore a vite | 0.49
Turboverdichter | Turboverdichter | Turbo-compresseur | Turbo compressore | 0.54
KM_Ventilator
PEIK |  |  |  | ID
on-off | on-off | on-off | on-off | ON
modulierend | modulierend | modulant | modulante | VAR
Status
- |  |  |  | -
Bestehend | Bestehend | Existant | Esistente | -
Neu | Neu | Nouveau | Nuovo | -
KM_Freecooling
- |  |  |  | ID
- | - | - | - | -
Parallel | Parallel | Parallèle | In parallelo | P
Serie | Serie | Série | In serie | S
KM_Medium
- |  |  |  | ID
Luft | Luft | Air | Aria | A
Flüssig | Flüssig | Liquide | Liquido | W

## BIN (hidden)
Station | ABO
Adelboden
Bintemperatur | -25 | -24 | -23 | -22 | -21 | -20 | -19 | -18 | -17 | -16 | -15 | -14 | -13 | -12 | -11 | -10 | -9 | -8 | -7 | -6 | -5 | -4 | -3 | -2 | -1 | 0 | 1 | 2 | 3 | 4 | 5 | 6 | 7 | 8 | 9 | 10 | 11 | 12 | 13 | 14 | 15 | 16 | 17 | 18 | 19 | 20 | 21 | 22 | 23 | 24 | 25 | 26 | 27 | 28 | 29 | 30 | 31 | 32 | 33 | 34 | 35 | 36 | 37 | 38 | 39 | 40
Stunden (Ta Stundewerte) | 0 | 0 | 0 | 0 | 0 | 0 | 0 | 0 | 0 | 0 | 0 | 9 | 9 | 27 | 58 | 48 | 60 | 124 | 126 | 137 | 109 | 152 | 170 | 244 | 342 | 332 | 370 | 368 | 347 | 422 | 462 | 510 | 415 | 432 | 435 | 356 | 418 | 395 | 409 | 346 | 258 | 206 | 179 | 136 | 101 | 82 | 60 | 43 | 29 | 12 | 9 | 9 | 4 | 0 | 0 | 0 | 0 | 0 | 0 | 0 | 0 | 0 | 0 | 0 | 0 | 0
Stunden (Ta Tagesmittel) | 0 | 0 | 0 | 0 | 0 | 0 | 0 | 0 | 0 | 0 | 0 | 0 | 0 | 24 | 24 | 24 | 72 | 240 | 72 | 48 | 168 | 120 | 168 | 216 | 264 | 216 | 552 | 336 | 360 | 600 | 408 | 456 | 456 | 384 | 408 | 408 | 408 | 600 | 384 | 384 | 216 | 456 | 120 | 72 | 48 | 0 | 48 | 0 | 0 | 0 | 0 | 0 | 0 | 0 | 0 | 0 | 0 | 0 | 0 | 0 | 0 | 0 | 0 | 0 | 0 | 0
Global Horiz. | 0 | 0 | 0 | 0 | 0 | 0 | 0 | 0 | 0 | 0 | 0 | 0 | 0 | 0 | 0.864 | 0.374 | 1.046 | 3.739 | 3.464 | 7.719 | 4.142 | 8.911 | 8.838 | 11.592 | 13.05 | 17.245 | 12.788 | 14.935 | 16.645 | 28.429 | 24.307 | 34.214 | 35.528 | 35.545 | 38.53 | 38.582 | 48.958 | 56.367 | 61.754 | 68.21 | 70.274 | 64.291 | 66.868 | 54.722 | 49.752 | 41.875 | 35.121 | 26.098 | 19.213 | 8.909 | 4.862 | 6.655 | 2.75 | 0 | 0 | 0 | 0 | 0 | 0 | 0 | 0 | 0 | 0 | 0 | 0 | 0
Global Ost | 0 | 0 | 0 | 0 | 0 | 0 | 0 | 0 | 0 | 0 | 0 | 0 | 0 | 0 | 0.803 | 0.622 | 1.325 | 2.323 | 2.152 | 4.433 | 2.397 | 5.216 | 4.875 | 8.376 | 6.262 | 7.895 | 5.483 | 9.374 | 7.608 | 19.979 | 14.617 | 22.133 | 20.067 | 20.419 | 24.322 | 24.018 | 28.945 | 35.732 | 34.337 | 33.741 | 29.207 | 30.535 | 26.903 | 26.654 | 20.251 | 13.309 | 7.487 | 8.293 | 5.103 | 1.355 | 1.922 | 1.241 | 0.15 | 0 | 0 | 0 | 0 | 0 | 0 | 0 | 0 | 0 | 0 | 0 | 0 | 0
Global Süd | 0 | 0 | 0 | 0 | 0 | 0 | 0 | 0 | 0 | 0 | 0 | 0 | 0 | 0 | 1.471 | 0.687 | 1.614 | 7.287 | 6.245 | 15.132 | 8.903 | 15.815 | 14.208 | 17.991 | 20.104 | 29.438 | 16.105 | 18.459 | 21.487 | 39.105 | 35.418 | 42.905 | 39.375 | 34.902 | 35.573 | 32.466 | 40.244 | 42.909 | 41.904 | 42.819 | 44.719 | 40.046 | 42.32 | 32.152 | 32.175 | 23.885 | 20.13 | 13.622 | 11.23 | 5.167 | 2.258 | 3.818 | 1.545 | 0 | 0 | 0 | 0 | 0 | 0 | 0 | 0 | 0 | 0 | 0 | 0 | 0
Global West | 0 | 0 | 0 | 0 | 0 | 0 | 0 | 0 | 0 | 0 | 0 | 0 | 0 | 0 | 0.339 | 0.173 | 0.384 | 2.888 | 2.867 | 6.81 | 3.009 | 7.542 | 6.541 | 6.192 | 8.605 | 11.417 | 6.918 | 5.904 | 11.186 | 15.73 | 13.477 | 18.203 | 16.583 | 17.894 | 14.554 | 16.382 | 18.964 | 18.976 | 17.752 | 20.521 | 24.502 | 22.038 | 20.992 | 14.868 | 12.707 | 13.871 | 12.858 | 9.865 | 6.753 | 3.703 | 1.265 | 2.524 | 2.086 | 0 | 0 | 0 | 0 | 0 | 0 | 0 | 0 | 0 | 0 | 0 | 0 | 0
Global Nord | 0 | 0 | 0 | 0 | 0 | 0 | 0 | 0 | 0 | 0 | 0 | 0 | 0 | 0 | 0.173 | 0.17 | 0.375 | 0.908 | 1.066 | 2.207 | 1.388 | 2.585 | 2.469 | 2.864 | 2.706 | 4.687 | 2.22 | 2.291 | 1.904 | 5.396 | 5.037 | 8.409 | 6.152 | 6.039 | 5.8 | 6.355 | 6.277 | 6.5 | 5.242 | 5.053 | 5.384 | 3.669 | 2.672 | 2.291 | 1.317 | 0.642 | 0.156 | 0.489 | 0 | 0.479 | 0.471 | 0.462 | 0 | 0 | 0 | 0 | 0 | 0 | 0 | 0 | 0 | 0 | 0 | 0 | 0 | 0
Station | ALT
Altdorf
Bintemperatur | -25 | -24 | -23 | -22 | -21 | -20 | -19 | -18 | -17 | -16 | -15 | -14 | -13 | -12 | -11 | -10 | -9 | -8 | -7 | -6 | -5 | -4 | -3 | -2 | -1 | 0 | 1 | 2 | 3 | 4 | 5 | 6 | 7 | 8 | 9 | 10 | 11 | 12 | 13 | 14 | 15 | 16 | 17 | 18 | 19 | 20 | 21 | 22 | 23 | 24 | 25 | 26 | 27 | 28 | 29 | 30 | 31 | 32 | 33 | 34 | 35 | 36 | 37 | 38 | 39 | 40
Stunden (Ta Stundewerte) | 0 | 0 | 0 | 0 | 0 | 0 | 0 | 0 | 0 | 0 | 0 | 0 | 0 | 0 | 0 | 1 | 2 | 7 | 10 | 13 | 26 | 47 | 97 | 144 | 210 | 292 | 416 | 360 | 361 | 416 | 322 | 361 | 373 | 306 | 295 | 328 | 364 | 446 | 441 | 420 | 419 | 421 | 388 | 288 | 253 | 209 | 167 | 133 | 107 | 84 | 64 | 51 | 48 | 27 | 15 | 12 | 14 | 2 | 0 | 0 | 0 | 0 | 0 | 0 | 0 | 0
Stunden (Ta Tagesmittel) | 0 | 0 | 0 | 0 | 0 | 0 | 0 | 0 | 0 | 0 | 0 | 0 | 0 | 0 | 0 | 0 | 0 | 0 | 0 | 24 | 24 | 0 | 24 | 120 | 216 | 360 | 456 | 360 | 384 | 360 | 288 | 432 | 240 | 312 | 288 | 384 | 408 | 408 | 408 | 648 | 528 | 384 | 384 | 312 | 264 | 192 | 240 | 96 | 96 | 48 | 24 | 24 | 0 | 24 | 0 | 0 | 0 | 0 | 0 | 0 | 0 | 0 | 0 | 0 | 0 | 0
Global Horiz. | 0 | 0 | 0 | 0 | 0 | 0 | 0 | 0 | 0 | 0 | 0 | 0 | 0 | 0 | 0 | 0 | 0 | 0 | 0 | 0.363 | 0.303 | 0.406 | 1.243 | 0.617 | 4.611 | 6.977 | 8.047 | 9.865 | 10.909 | 12.838 | 13.453 | 14.832 | 15.71 | 21.039 | 19.299 | 23.476 | 27.317 | 45.645 | 37.24 | 51.01 | 41.771 | 64.834 | 66.289 | 52.402 | 64.709 | 64.45 | 50.589 | 48.446 | 46.517 | 33.288 | 29.646 | 22.54 | 19.063 | 13.229 | 6.601 | 7.057 | 8.807 | 1.268 | 0 | 0 | 0 | 0 | 0 | 0 | 0 | 0
Global Ost | 0 | 0 | 0 | 0 | 0 | 0 | 0 | 0 | 0 | 0 | 0 | 0 | 0 | 0 | 0 | 0 | 0 | 0 | 0 | 0.499 | 0.151 | 0.353 | 1.107 | 0.507 | 4.923 | 3.638 | 3.11 | 5.091 | 3.494 | 4.783 | 5.72 | 6.421 | 7.934 | 10.208 | 12.575 | 15.333 | 19.18 | 24.857 | 18.267 | 26.88 | 21.877 | 27.969 | 28.903 | 26.555 | 27.713 | 23.549 | 19.195 | 17.886 | 12.078 | 9.198 | 4.886 | 3.544 | 3.621 | 2.891 | 2.066 | 1.23 | 0.643 | 0 | 0 | 0 | 0 | 0 | 0 | 0 | 0 | 0
Global Süd | 0 | 0 | 0 | 0 | 0 | 0 | 0 | 0 | 0 | 0 | 0 | 0 | 0 | 0 | 0 | 0 | 0 | 0 | 0 | 0.872 | 0.404 | 1.047 | 2.56 | 0.729 | 6.609 | 9.419 | 12.328 | 10.036 | 10.032 | 13.641 | 14.041 | 12.208 | 13.176 | 15.669 | 14.25 | 20.182 | 22.884 | 38.45 | 31.823 | 35.422 | 23.707 | 37.29 | 34.773 | 27.73 | 32.86 | 35.755 | 26.394 | 27.269 | 26.322 | 19.914 | 15.673 | 12.102 | 10.675 | 7.512 | 3.502 | 3.824 | 4.912 | 0.827 | 0 | 0 | 0 | 0 | 0 | 0 | 0 | 0
Global West | 0 | 0 | 0 | 0 | 0 | 0 | 0 | 0 | 0 | 0 | 0 | 0 | 0 | 0 | 0 | 0 | 0 | 0 | 0 | 0.243 | 0 | 0.262 | 0.85 | 0 | 0.187 | 0.704 | 2.443 | 1.271 | 1.062 | 2.391 | 4.245 | 1.987 | 2.213 | 5.128 | 3.728 | 3.928 | 3.638 | 9.267 | 8.566 | 10.333 | 7.153 | 15.061 | 11.458 | 10.38 | 18.923 | 21.997 | 16.324 | 13.607 | 16.961 | 12.259 | 14.219 | 10.755 | 10.158 | 6.231 | 2.196 | 3.373 | 5.15 | 0.936 | 0 | 0 | 0 | 0 | 0 | 0 | 0 | 0
Global Nord | 0 | 0 | 0 | 0 | 0 | 0 | 0 | 0 | 0 | 0 | 0 | 0 | 0 | 0 | 0 | 0 | 0 | 0 | 0 | 0.229 | 0 | 0.241 | 0.455 | 0 | 0.181 | 0.32 | 0.509 | 0 | 0 | 0.197 | 0.203 | 0 | 0.52 | 0.185 | 0.155 | 0.481 | 0.808 | 1.008 | 0.994 | 1.275 | 0.617 | 1.119 | 1.26 | 1.238 | 1.57 | 2.362 | 2.05 | 0.987 | 1.712 | 0.768 | 0.482 | 0.461 | 0.155 | 0.156 | 0.465 | 0.473 | 0.329 | 0 | 0 | 0 | 0 | 0 | 0 | 0 | 0 | 0
Station | BAS
Basel-Binningen
Bintemperatur | -25 | -24 | -23 | -22 | -21 | -20 | -19 | -18 | -17 | -16 | -15 | -14 | -13 | -12 | -11 | -10 | -9 | -8 | -7 | -6 | -5 | -4 | -3 | -2 | -1 | 0 | 1 | 2 | 3 | 4 | 5 | 6 | 7 | 8 | 9 | 10 | 11 | 12 | 13 | 14 | 15 | 16 | 17 | 18 | 19 | 20 | 21 | 22 | 23 | 24 | 25 | 26 | 27 | 28 | 29 | 30 | 31 | 32 | 33 | 34 | 35 | 36 | 37 | 38 | 39 | 40
Stunden (Ta Stundewerte) | 0 | 0 | 0 | 0 | 0 | 0 | 0 | 0 | 0 | 0 | 0 | 0 | 0 | 0 | 0 | 2 | 11 | 26 | 19 | 34 | 47 | 58 | 74 | 112 | 167 | 191 | 229 | 335 | 406 | 411 | 386 | 384 | 424 | 393 | 433 | 384 | 394 | 384 | 328 | 333 | 331 | 347 | 344 | 305 | 278 | 234 | 202 | 176 | 130 | 118 | 99 | 66 | 42 | 38 | 32 | 23 | 12 | 7 | 4 | 5 | 2 | 0 | 0 | 0 | 0 | 0
Stunden (Ta Tagesmittel) | 0 | 0 | 0 | 0 | 0 | 0 | 0 | 0 | 0 | 0 | 0 | 0 | 0 | 0 | 0 | 0 | 0 | 0 | 24 | 24 | 24 | 144 | 24 | 96 | 96 | 144 | 192 | 432 | 432 | 384 | 480 | 312 | 480 | 408 | 384 | 288 | 384 | 336 | 432 | 360 | 408 | 432 | 216 | 264 | 552 | 360 | 192 | 216 | 48 | 120 | 48 | 0 | 0 | 24 | 0 | 0 | 0 | 0 | 0 | 0 | 0 | 0 | 0 | 0 | 0 | 0
Global Horiz. | 0 | 0 | 0 | 0 | 0 | 0 | 0 | 0 | 0 | 0 | 0 | 0 | 0 | 0 | 0 | 0 | 0 | 0.201 | 0.592 | 0.822 | 1.155 | 3.536 | 2.793 | 4.785 | 4.173 | 5.238 | 4.165 | 7.892 | 9.992 | 9.767 | 14.818 | 18.71 | 23.19 | 20.116 | 31.639 | 26.08 | 28.752 | 27.879 | 29.937 | 35.031 | 36.399 | 47.997 | 44.643 | 46.01 | 50.138 | 61.859 | 63.134 | 61.963 | 49.897 | 48.949 | 49.189 | 34.179 | 20.698 | 21.221 | 17.005 | 12.769 | 6.93 | 3.841 | 1.997 | 2.579 | 1.367 | 0 | 0 | 0 | 0 | 0
Global Ost | 0 | 0 | 0 | 0 | 0 | 0 | 0 | 0 | 0 | 0 | 0 | 0 | 0 | 0 | 0 | 0 | 0.293 | 1.744 | 1.29 | 1.476 | 1.816 | 3.045 | 3.072 | 3.748 | 5.172 | 7.63 | 3.959 | 6.73 | 7.965 | 5.028 | 8.924 | 8.146 | 11.37 | 11.257 | 16.711 | 14.435 | 15.204 | 13.878 | 19.469 | 24.396 | 25.57 | 23.466 | 26.719 | 22.699 | 24.741 | 24.293 | 22.66 | 19.559 | 17.81 | 14.293 | 12.545 | 6.758 | 3.88 | 5.61 | 3.761 | 2.048 | 0.387 | 0.407 | 0.252 | 0.178 | 0.152 | 0 | 0 | 0 | 0 | 0
Global Süd | 0 | 0 | 0 | 0 | 0 | 0 | 0 | 0 | 0 | 0 | 0 | 0 | 0 | 0 | 0 | 0 | 0.258 | 1.326 | 1.386 | 2.051 | 2.749 | 9.217 | 5.94 | 10.074 | 9.669 | 11.587 | 7.962 | 11.821 | 15.764 | 16.175 | 20.238 | 25.875 | 27.457 | 23.351 | 28.979 | 20.202 | 25.759 | 20.535 | 24.706 | 23.758 | 22.843 | 30.461 | 24.806 | 28.144 | 27.075 | 36.515 | 35.423 | 34.947 | 28.654 | 28.384 | 27.749 | 19.487 | 11.757 | 12.685 | 10.016 | 6.667 | 3.544 | 1.877 | 0.973 | 1.356 | 0.774 | 0 | 0 | 0 | 0 | 0
Global West | 0 | 0 | 0 | 0 | 0 | 0 | 0 | 0 | 0 | 0 | 0 | 0 | 0 | 0 | 0 | 0 | 0 | 0 | 0 | 0.342 | 0.201 | 3.41 | 1.172 | 2.443 | 3.771 | 1.206 | 0.987 | 1.448 | 4.025 | 4.835 | 5.119 | 10.401 | 12.058 | 10.712 | 13.534 | 9.946 | 15.111 | 13.854 | 14.943 | 10.944 | 11.884 | 18.648 | 16.673 | 18.979 | 21.628 | 31.935 | 30.502 | 39.929 | 28.675 | 28.781 | 30.831 | 23.802 | 13.609 | 10.661 | 9.136 | 9.368 | 5.757 | 3.309 | 1.696 | 2.45 | 0.936 | 0 | 0 | 0 | 0 | 0
Global Nord | 0 | 0 | 0 | 0 | 0 | 0 | 0 | 0 | 0 | 0 | 0 | 0 | 0 | 0 | 0 | 0 | 0 | 0 | 0 | 0.341 | 0.196 | 1.136 | 0.318 | 0.338 | 0.338 | 0 | 0 | 0 | 0.171 | 0.2 | 0.512 | 0.571 | 0.682 | 0.685 | 1.301 | 0.943 | 1.331 | 1.592 | 1.74 | 1.489 | 3.464 | 5.198 | 4.966 | 4.239 | 4.158 | 5.144 | 4.791 | 6.489 | 4.935 | 4.032 | 4.293 | 2.143 | 0.926 | 1.123 | 1.931 | 1.629 | 0.154 | 0.323 | 0.161 | 0.169 | 0.152 | 0 | 0 | 0 | 0 | 0
Station | BER
Bern-Liebefeld
Bintemperatur | -25 | -24 | -23 | -22 | -21 | -20 | -19 | -18 | -17 | -16 | -15 | -14 | -13 | -12 | -11 | -10 | -9 | -8 | -7 | -6 | -5 | -4 | -3 | -2 | -1 | 0 | 1 | 2 | 3 | 4 | 5 | 6 | 7 | 8 | 9 | 10 | 11 | 12 | 13 | 14 | 15 | 16 | 17 | 18 | 19 | 20 | 21 | 22 | 23 | 24 | 25 | 26 | 27 | 28 | 29 | 30 | 31 | 32 | 33 | 34 | 35 | 36 | 37 | 38 | 39 | 40
Stunden (Ta Stundewerte) | 0 | 0 | 0 | 0 | 0 | 0 | 0 | 0 | 0 | 0 | 0 | 0 | 5 | 4 | 8 | 19 | 33 | 33 | 33 | 40 | 52 | 80 | 124 | 185 | 251 | 249 | 360 | 425 | 445 | 401 | 298 | 344 | 343 | 383 | 415 | 424 | 404 | 359 | 348 | 319 | 293 | 343 | 308 | 253 | 225 | 181 | 151 | 126 | 111 | 97 | 94 | 69 | 56 | 35 | 16 | 16 | 2 | 0 | 0 | 0 | 0 | 0 | 0 | 0 | 0 | 0
Stunden (Ta Tagesmittel) | 0 | 0 | 0 | 0 | 0 | 0 | 0 | 0 | 0 | 0 | 0 | 0 | 0 | 0 | 0 | 24 | 0 | 48 | 0 | 48 | 48 | 72 | 96 | 288 | 144 | 264 | 360 | 336 | 480 | 408 | 264 | 264 | 336 | 528 | 504 | 384 | 456 | 384 | 408 | 264 | 360 | 216 | 312 | 216 | 264 | 480 | 336 | 96 | 72 | 0 | 0 | 0 | 0 | 0 | 0 | 0 | 0 | 0 | 0 | 0 | 0 | 0 | 0 | 0 | 0 | 0
Global Horiz. | 0 | 0 | 0 | 0 | 0 | 0 | 0 | 0 | 0 | 0 | 0 | 0 | 0 | 0 | 0 | 0.233 | 0 | 1.754 | 1.96 | 1.709 | 4.237 | 2.401 | 5.535 | 6.092 | 8.022 | 4.972 | 11.409 | 12.443 | 11.302 | 17.407 | 12.26 | 17.832 | 17.333 | 21.316 | 27.366 | 30.882 | 42.457 | 39.289 | 44.401 | 46.626 | 49.34 | 53.211 | 55.998 | 47.11 | 55.774 | 53.352 | 56.238 | 50.35 | 50.127 | 46.469 | 49.618 | 36.728 | 30.243 | 20.228 | 9.274 | 9.227 | 1.341 | 0 | 0 | 0 | 0 | 0 | 0 | 0 | 0 | 0
Global Ost | 0 | 0 | 0 | 0 | 0 | 0 | 0 | 0 | 0 | 0 | 0 | 0 | 0 | 0 | 0 | 0.507 | 0 | 3.046 | 2.617 | 0.979 | 4.101 | 1.516 | 5.487 | 4.987 | 6.144 | 3.383 | 7.23 | 8.407 | 5.072 | 13.448 | 7.015 | 12.279 | 13.548 | 16.303 | 18.467 | 17.948 | 22.672 | 18.321 | 23.219 | 24.317 | 25.899 | 27.451 | 26.914 | 26.448 | 24.831 | 22.778 | 23.872 | 18.918 | 16.539 | 12.391 | 10.135 | 5.727 | 5.081 | 1.371 | 0.624 | 0.303 | 0 | 0 | 0 | 0 | 0 | 0 | 0 | 0 | 0 | 0
Global Süd | 0 | 0 | 0 | 0 | 0 | 0 | 0 | 0 | 0 | 0 | 0 | 0 | 0 | 0 | 0 | 0.631 | 0 | 4.271 | 3.828 | 4.085 | 10.172 | 5.28 | 12.398 | 13.115 | 17.034 | 10.186 | 22.856 | 22.82 | 17.542 | 21.402 | 14.902 | 19.687 | 17.014 | 16.023 | 24.164 | 26.625 | 38.341 | 34.247 | 33.144 | 37.513 | 33.931 | 36.031 | 37.192 | 26.141 | 28.491 | 29.268 | 31.778 | 29.103 | 27.906 | 25.066 | 25.337 | 19.812 | 16.313 | 10.77 | 5.021 | 4.077 | 1.011 | 0 | 0 | 0 | 0 | 0 | 0 | 0 | 0 | 0
Global West | 0 | 0 | 0 | 0 | 0 | 0 | 0 | 0 | 0 | 0 | 0 | 0 | 0 | 0 | 0 | 0 | 0 | 0.158 | 0.167 | 1.637 | 3.187 | 2.203 | 3.035 | 3.285 | 3.96 | 2.608 | 7.585 | 5.876 | 6.144 | 6.324 | 4.767 | 8.105 | 5.784 | 4.035 | 5.91 | 8.12 | 15.593 | 18.766 | 17.043 | 18.82 | 23.593 | 29.54 | 25.575 | 14.239 | 22.906 | 22.917 | 24.054 | 21.159 | 25.516 | 25.11 | 29.58 | 23.225 | 19.765 | 15.671 | 6.862 | 8.256 | 1.057 | 0 | 0 | 0 | 0 | 0 | 0 | 0 | 0 | 0
Global Nord | 0 | 0 | 0 | 0 | 0 | 0 | 0 | 0 | 0 | 0 | 0 | 0 | 0 | 0 | 0 | 0 | 0 | 0 | 0.161 | 0.332 | 0.674 | 0 | 0.304 | 0.746 | 0.505 | 0.517 | 0.337 | 0.313 | 0.357 | 0.733 | 0.478 | 0.905 | 1.067 | 0.657 | 1.395 | 1.18 | 2.371 | 2.432 | 2.662 | 4.394 | 4.57 | 3.932 | 4.909 | 1.946 | 4.807 | 3.882 | 4.239 | 4.078 | 3.571 | 3.181 | 2.86 | 1.778 | 3.163 | 1.494 | 0.496 | 0.327 | 0 | 0 | 0 | 0 | 0 | 0 | 0 | 0 | 0 | 0
Station | BUS
Buchs-Aarau
Bintemperatur | -25 | -24 | -23 | -22 | -21 | -20 | -19 | -18 | -17 | -16 | -15 | -14 | -13 | -12 | -11 | -10 | -9 | -8 | -7 | -6 | -5 | -4 | -3 | -2 | -1 | 0 | 1 | 2 | 3 | 4 | 5 | 6 | 7 | 8 | 9 | 10 | 11 | 12 | 13 | 14 | 15 | 16 | 17 | 18 | 19 | 20 | 21 | 22 | 23 | 24 | 25 | 26 | 27 | 28 | 29 | 30 | 31 | 32 | 33 | 34 | 35 | 36 | 37 | 38 | 39 | 40
Stunden (Ta Stundewerte) | 0 | 0 | 0 | 0 | 0 | 0 | 0 | 0 | 0 | 0 | 1 | 2 | 3 | 16 | 14 | 22 | 15 | 32 | 17 | 25 | 53 | 56 | 84 | 165 | 214 | 174 | 297 | 396 | 445 | 489 | 442 | 425 | 409 | 354 | 329 | 361 | 367 | 375 | 369 | 373 | 352 | 328 | 323 | 260 | 217 | 169 | 135 | 122 | 129 | 92 | 105 | 73 | 33 | 25 | 22 | 20 | 13 | 11 | 3 | 4 | 0 | 0 | 0 | 0 | 0 | 0
Stunden (Ta Tagesmittel) | 0 | 0 | 0 | 0 | 0 | 0 | 0 | 0 | 0 | 0 | 0 | 0 | 0 | 0 | 0 | 0 | 48 | 24 | 48 | 48 | 24 | 48 | 48 | 168 | 168 | 144 | 360 | 264 | 360 | 576 | 576 | 408 | 408 | 336 | 312 | 312 | 456 | 408 | 336 | 408 | 216 | 384 | 336 | 360 | 432 | 288 | 168 | 144 | 96 | 24 | 0 | 24 | 0 | 0 | 0 | 0 | 0 | 0 | 0 | 0 | 0 | 0 | 0 | 0 | 0 | 0
Global Horiz. | 0 | 0 | 0 | 0 | 0 | 0 | 0 | 0 | 0 | 0 | 0 | 0 | 0 | 0 | 0.342 | 0.25 | 0.274 | 0.854 | 1.131 | 1.423 | 2.853 | 1.852 | 3.697 | 2.794 | 4.383 | 3.718 | 3.214 | 4.828 | 5.535 | 8.525 | 10.063 | 18.732 | 18.716 | 17.46 | 18.508 | 24.543 | 25.562 | 33.041 | 34.605 | 36.343 | 45.172 | 44.727 | 42.096 | 46.423 | 45.286 | 52.493 | 45.772 | 48.233 | 49.187 | 42.671 | 50.634 | 35.029 | 19.053 | 12.296 | 10.827 | 11.966 | 7.752 | 5.534 | 1.657 | 2.102 | 0 | 0 | 0 | 0 | 0 | 0
Global Ost | 0 | 0 | 0 | 0 | 0 | 0 | 0 | 0 | 0 | 0 | 0 | 0 | 0 | 0.347 | 0.74 | 0.321 | 0.889 | 0.684 | 1.79 | 1.914 | 2.552 | 2.292 | 2.664 | 2.775 | 2.405 | 2.657 | 2.212 | 3.452 | 5.499 | 4.069 | 6.709 | 10.62 | 9.238 | 9.626 | 9.934 | 12.233 | 15.257 | 16.201 | 17.622 | 22.09 | 19.18 | 21.441 | 18.551 | 22.003 | 21.568 | 22.499 | 18.472 | 19.471 | 15.225 | 9.843 | 10.774 | 5.079 | 3.523 | 2.008 | 1.271 | 1.917 | 0.473 | 0.255 | 0.186 | 0.159 | 0 | 0 | 0 | 0 | 0 | 0
Global Süd | 0 | 0 | 0 | 0 | 0 | 0 | 0 | 0 | 0 | 0 | 0 | 0 | 0 | 0.174 | 0.813 | 0.737 | 1.094 | 1.918 | 2.498 | 3.525 | 7.23 | 3.816 | 7.272 | 5.983 | 6.575 | 5.741 | 6.091 | 7.865 | 7.363 | 10.961 | 12.122 | 17.926 | 20.609 | 16.748 | 16.488 | 21.047 | 23.185 | 27.188 | 24.824 | 22.51 | 27.552 | 27.29 | 26.004 | 26.434 | 22.42 | 27.114 | 23.961 | 28.155 | 28.23 | 24.798 | 28.519 | 18.357 | 10.298 | 7.044 | 5.631 | 6.585 | 3.833 | 2.426 | 0.755 | 0.975 | 0 | 0 | 0 | 0 | 0 | 0
Global West | 0 | 0 | 0 | 0 | 0 | 0 | 0 | 0 | 0 | 0 | 0 | 0 | 0 | 0 | 0 | 0 | 0 | 0.37 | 0.441 | 1.369 | 3.043 | 0.823 | 2.307 | 3.275 | 2.471 | 1.823 | 1.71 | 1.631 | 2.202 | 2.601 | 3.851 | 6.306 | 6.018 | 3.706 | 4.733 | 11.21 | 8.663 | 11.752 | 13.388 | 11.161 | 18.749 | 17.98 | 16.827 | 16.47 | 18.193 | 22.474 | 18.922 | 20.964 | 25.698 | 23.92 | 30.593 | 24.77 | 11.969 | 6.414 | 8.327 | 8.381 | 6.21 | 5.378 | 1.595 | 1.719 | 0 | 0 | 0 | 0 | 0 | 0
Global Nord | 0 | 0 | 0 | 0 | 0 | 0 | 0 | 0 | 0 | 0 | 0 | 0 | 0 | 0 | 0 | 0 | 0 | 0.165 | 0.372 | 0.538 | 0.933 | 0.355 | 1.178 | 0.681 | 0.715 | 0 | 0.376 | 0.189 | 0.378 | 0.178 | 0.151 | 0.637 | 0.517 | 0.316 | 0.15 | 0.308 | 1.062 | 0.942 | 0.906 | 3.005 | 3.174 | 3.047 | 3.126 | 3.603 | 3.112 | 5.243 | 2.404 | 3.892 | 4.973 | 3.759 | 4.207 | 2.844 | 1.264 | 0.631 | 0.706 | 1.449 | 0.485 | 0.177 | 0.177 | 0.16 | 0 | 0 | 0 | 0 | 0 | 0
Station | CHU
Chur
Bintemperatur | -25 | -24 | -23 | -22 | -21 | -20 | -19 | -18 | -17 | -16 | -15 | -14 | -13 | -12 | -11 | -10 | -9 | -8 | -7 | -6 | -5 | -4 | -3 | -2 | -1 | 0 | 1 | 2 | 3 | 4 | 5 | 6 | 7 | 8 | 9 | 10 | 11 | 12 | 13 | 14 | 15 | 16 | 17 | 18 | 19 | 20 | 21 | 22 | 23 | 24 | 25 | 26 | 27 | 28 | 29 | 30 | 31 | 32 | 33 | 34 | 35 | 36 | 37 | 38 | 39 | 40
Stunden (Ta Stundewerte) | 0 | 0 | 0 | 0 | 0 | 0 | 0 | 0 | 0 | 0 | 0 | 3 | 5 | 6 | 23 | 26 | 27 | 19 | 32 | 37 | 50 | 81 | 122 | 161 | 232 | 262 | 432 | 401 | 387 | 322 | 321 | 344 | 365 | 335 | 304 | 313 | 383 | 362 | 381 | 345 | 330 | 382 | 375 | 298 | 257 | 205 | 191 | 150 | 99 | 87 | 79 | 71 | 40 | 33 | 26 | 18 | 9 | 13 | 7 | 5 | 4 | 0 | 0 | 0 | 0 | 0
Stunden (Ta Tagesmittel) | 0 | 0 | 0 | 0 | 0 | 0 | 0 | 0 | 0 | 0 | 0 | 0 | 0 | 0 | 0 | 24 | 0 | 48 | 48 | 48 | 24 | 48 | 144 | 96 | 168 | 336 | 408 | 480 | 360 | 240 | 408 | 384 | 264 | 336 | 288 | 264 | 264 | 384 | 504 | 552 | 432 | 432 | 408 | 264 | 216 | 264 | 312 | 120 | 48 | 48 | 24 | 24 | 48 | 0 | 0 | 0 | 0 | 0 | 0 | 0 | 0 | 0 | 0 | 0 | 0 | 0
Global Horiz. | 0 | 0 | 0 | 0 | 0 | 0 | 0 | 0 | 0 | 0 | 0 | 0 | 0 | 0 | 0.185 | 0 | 0.736 | 0.986 | 0.971 | 1.604 | 3.353 | 2.264 | 2.436 | 9.249 | 2.698 | 5.757 | 9.685 | 12.034 | 11.726 | 19.401 | 21.549 | 26.568 | 22.12 | 20.836 | 25.312 | 24.165 | 33.319 | 30.894 | 33.137 | 41.283 | 45.16 | 54.594 | 66.959 | 63.49 | 63.808 | 58.234 | 66.021 | 63.526 | 42.244 | 36.581 | 39.408 | 37.885 | 21.791 | 16.768 | 14.938 | 11.025 | 5.431 | 6.94 | 4.853 | 2.965 | 2.855 | 0 | 0 | 0 | 0 | 0
Global Ost | 0 | 0 | 0 | 0 | 0 | 0 | 0 | 0 | 0 | 0 | 0 | 0 | 0 | 0 | 0.253 | 0 | 0.695 | 1.095 | 1.282 | 1.306 | 2.38 | 1.049 | 1.938 | 3.889 | 2.716 | 3.629 | 4.513 | 5.477 | 5.051 | 5.038 | 7.653 | 8.963 | 7.093 | 9.374 | 9.329 | 11.939 | 17.671 | 13.275 | 18.207 | 22.548 | 21.767 | 22.597 | 28.532 | 20.558 | 28.161 | 20.119 | 19.673 | 17.656 | 11.857 | 11.041 | 8.986 | 8.211 | 4.419 | 2.838 | 2.337 | 1.729 | 1.086 | 0.619 | 0.768 | 0.153 | 0 | 0 | 0 | 0 | 0 | 0
Global Süd | 0 | 0 | 0 | 0 | 0 | 0 | 0 | 0 | 0 | 0 | 0 | 0 | 0 | 0 | 0.316 | 0 | 1.185 | 1.989 | 2.356 | 3.51 | 7.697 | 5.803 | 5.638 | 18.463 | 3.817 | 11.601 | 17.613 | 20.985 | 19.951 | 29.331 | 27.95 | 34.211 | 23.545 | 19.736 | 23.877 | 21.239 | 29.063 | 21.179 | 24.917 | 29.291 | 33.166 | 36.659 | 47.8 | 37.274 | 37.677 | 37.146 | 38.576 | 42.625 | 27.774 | 23.107 | 20.721 | 20.803 | 12.417 | 9.108 | 8.161 | 6.849 | 3.195 | 3.768 | 2.91 | 1.648 | 1.534 | 0 | 0 | 0 | 0 | 0
Global West | 0 | 0 | 0 | 0 | 0 | 0 | 0 | 0 | 0 | 0 | 0 | 0 | 0 | 0 | 0 | 0 | 0.16 | 0.178 | 0.64 | 1.016 | 2.406 | 1.869 | 1.455 | 7.632 | 0.465 | 2.953 | 4.783 | 5.509 | 5.546 | 11.052 | 9.564 | 12.106 | 9.715 | 6.344 | 8.73 | 10.098 | 9.638 | 7.666 | 9.114 | 11.203 | 11.396 | 19.129 | 20.2 | 22.942 | 16.366 | 25.508 | 26.746 | 29.849 | 17.188 | 14.811 | 21.108 | 18.042 | 10.539 | 10.989 | 7.62 | 5.911 | 2.512 | 5.057 | 2.634 | 2.182 | 2.052 | 0 | 0 | 0 | 0 | 0
Global Nord | 0 | 0 | 0 | 0 | 0 | 0 | 0 | 0 | 0 | 0 | 0 | 0 | 0 | 0 | 0 | 0 | 0.156 | 0.17 | 0.325 | 0.166 | 0.673 | 0.379 | 0.344 | 1.643 | 0 | 0.167 | 0.323 | 0.64 | 0.169 | 0.18 | 0 | 0.866 | 0.157 | 0.784 | 0.324 | 0.154 | 0.643 | 0.154 | 0.302 | 0.647 | 0.908 | 1.249 | 1.445 | 0.955 | 2.047 | 1.709 | 1.413 | 1.726 | 0.768 | 0.316 | 2.039 | 1.871 | 0.77 | 0.163 | 0.32 | 0.473 | 0.312 | 0.156 | 0.473 | 0 | 0 | 0 | 0 | 0 | 0 | 0
Station | DAV
Davos
Bintemperatur | -25 | -24 | -23 | -22 | -21 | -20 | -19 | -18 | -17 | -16 | -15 | -14 | -13 | -12 | -11 | -10 | -9 | -8 | -7 | -6 | -5 | -4 | -3 | -2 | -1 | 0 | 1 | 2 | 3 | 4 | 5 | 6 | 7 | 8 | 9 | 10 | 11 | 12 | 13 | 14 | 15 | 16 | 17 | 18 | 19 | 20 | 21 | 22 | 23 | 24 | 25 | 26 | 27 | 28 | 29 | 30 | 31 | 32 | 33 | 34 | 35 | 36 | 37 | 38 | 39 | 40
Stunden (Ta Stundewerte) | 0 | 0 | 0 | 0 | 0 | 6 | 4 | 18 | 14 | 16 | 19 | 43 | 34 | 54 | 81 | 97 | 148 | 147 | 184 | 220 | 276 | 348 | 347 | 415 | 447 | 432 | 376 | 362 | 333 | 312 | 392 | 371 | 348 | 354 | 400 | 377 | 282 | 252 | 226 | 185 | 166 | 139 | 121 | 93 | 97 | 77 | 67 | 36 | 26 | 10 | 7 | 1 | 0 | 0 | 0 | 0 | 0 | 0 | 0 | 0 | 0 | 0 | 0 | 0 | 0 | 0
Stunden (Ta Tagesmittel) | 0 | 0 | 0 | 0 | 0 | 0 | 0 | 0 | 0 | 24 | 0 | 72 | 0 | 96 | 0 | 96 | 120 | 192 | 120 | 192 | 288 | 360 | 312 | 456 | 552 | 504 | 360 | 432 | 240 | 336 | 336 | 264 | 312 | 312 | 408 | 528 | 456 | 312 | 216 | 288 | 240 | 168 | 120 | 24 | 24 | 0 | 0 | 0 | 0 | 0 | 0 | 0 | 0 | 0 | 0 | 0 | 0 | 0 | 0 | 0 | 0 | 0 | 0 | 0 | 0 | 0
Global Horiz. | 0 | 0 | 0 | 0 | 0 | 0 | 0 | 0 | 0 | 0.814 | 0.262 | 1.535 | 2.35 | 3.171 | 2.05 | 4.679 | 5.465 | 9.053 | 16.598 | 10.585 | 16.278 | 13.578 | 18.479 | 27.456 | 29.381 | 23.338 | 29.818 | 35.915 | 43.659 | 45.479 | 44.321 | 46.554 | 42.74 | 37.218 | 55.313 | 46.665 | 62.637 | 65.498 | 58.325 | 59.86 | 60.608 | 58.241 | 53.425 | 43.498 | 50.861 | 42.804 | 38.369 | 22.28 | 16.18 | 8.251 | 4.477 | 0.756 | 0 | 0 | 0 | 0 | 0 | 0 | 0 | 0 | 0 | 0 | 0 | 0 | 0 | 0
Global Ost | 0 | 0 | 0 | 0 | 0 | 0 | 0 | 0.198 | 0 | 2.378 | 1.12 | 2.041 | 2.456 | 5.329 | 3.912 | 6.082 | 7.96 | 9.221 | 15.417 | 10.322 | 15.83 | 15.384 | 18.569 | 25.719 | 20.117 | 16.29 | 21.773 | 24.218 | 23.961 | 27.168 | 26.284 | 31.491 | 25.925 | 22.001 | 32.52 | 25.657 | 38.036 | 34.485 | 29.897 | 28.428 | 21.512 | 21.789 | 19.329 | 13.628 | 16.185 | 11.847 | 7.185 | 4.618 | 3.621 | 1.404 | 0.192 | 0 | 0 | 0 | 0 | 0 | 0 | 0 | 0 | 0 | 0 | 0 | 0 | 0 | 0 | 0
Global Süd | 0 | 0 | 0 | 0 | 0 | 0 | 0 | 0.182 | 0 | 2.068 | 0.542 | 3.586 | 5.207 | 7.914 | 4.067 | 7.803 | 9.461 | 16.313 | 29.476 | 20.704 | 28.938 | 20.169 | 31.405 | 48.116 | 45.037 | 41.83 | 43.212 | 54.027 | 57.693 | 57.344 | 53.851 | 45.148 | 40.853 | 27.461 | 38.231 | 29.026 | 41.701 | 44.643 | 31.912 | 37.018 | 37.052 | 38.529 | 35.306 | 24.459 | 30.44 | 23.318 | 19.536 | 13.072 | 8.692 | 4.885 | 2.594 | 0.599 | 0 | 0 | 0 | 0 | 0 | 0 | 0 | 0 | 0 | 0 | 0 | 0 | 0 | 0
Global West | 0 | 0 | 0 | 0 | 0 | 0 | 0 | 0 | 0 | 0.537 | 0.175 | 1.436 | 2.209 | 2.838 | 1.488 | 3.404 | 2.763 | 8.441 | 14.594 | 8.956 | 13.054 | 5.978 | 11.033 | 15.959 | 19.417 | 16.192 | 20.23 | 21.563 | 28.706 | 26.519 | 22.99 | 25.14 | 19.965 | 13.837 | 21.439 | 21.249 | 19.193 | 19.765 | 17.527 | 20.516 | 24.243 | 23.674 | 23.645 | 16.288 | 20.604 | 21.622 | 21.199 | 10.584 | 7.665 | 3.335 | 3.487 | 0.302 | 0 | 0 | 0 | 0 | 0 | 0 | 0 | 0 | 0 | 0 | 0 | 0 | 0 | 0
Global Nord | 0 | 0 | 0 | 0 | 0 | 0 | 0 | 0 | 0 | 0.528 | 0.172 | 0.894 | 1.383 | 1.835 | 0.62 | 2.377 | 2.33 | 4.605 | 7.266 | 5.111 | 6.051 | 3.793 | 5.676 | 9.158 | 8.564 | 5.506 | 7.799 | 7.411 | 9.784 | 9.557 | 8.52 | 9.926 | 5.974 | 4.454 | 5.77 | 3.229 | 6.112 | 4.513 | 3.29 | 3.409 | 1.404 | 1.079 | 0.966 | 0.465 | 0.799 | 0.93 | 0.945 | 0.933 | 0.94 | 0.331 | 0 | 0 | 0 | 0 | 0 | 0 | 0 | 0 | 0 | 0 | 0 | 0 | 0 | 0 | 0 | 0
Station | DIS
Disentis
Bintemperatur | -25 | -24 | -23 | -22 | -21 | -20 | -19 | -18 | -17 | -16 | -15 | -14 | -13 | -12 | -11 | -10 | -9 | -8 | -7 | -6 | -5 | -4 | -3 | -2 | -1 | 0 | 1 | 2 | 3 | 4 | 5 | 6 | 7 | 8 | 9 | 10 | 11 | 12 | 13 | 14 | 15 | 16 | 17 | 18 | 19 | 20 | 21 | 22 | 23 | 24 | 25 | 26 | 27 | 28 | 29 | 30 | 31 | 32 | 33 | 34 | 35 | 36 | 37 | 38 | 39 | 40
Stunden (Ta Stundewerte) | 0 | 0 | 0 | 0 | 0 | 0 | 0 | 0 | 0 | 0 | 0 | 8 | 26 | 29 | 20 | 22 | 42 | 58 | 62 | 67 | 128 | 156 | 217 | 234 | 319 | 447 | 456 | 368 | 297 | 368 | 400 | 441 | 428 | 425 | 391 | 408 | 405 | 366 | 358 | 338 | 303 | 217 | 198 | 160 | 132 | 111 | 82 | 101 | 58 | 51 | 38 | 14 | 5 | 4 | 2 | 0 | 0 | 0 | 0 | 0 | 0 | 0 | 0 | 0 | 0 | 0
Stunden (Ta Tagesmittel) | 0 | 0 | 0 | 0 | 0 | 0 | 0 | 0 | 0 | 0 | 0 | 0 | 0 | 0 | 48 | 96 | 0 | 48 | 0 | 72 | 120 | 192 | 168 | 168 | 264 | 456 | 432 | 504 | 480 | 480 | 288 | 168 | 432 | 552 | 288 | 480 | 432 | 408 | 432 | 312 | 192 | 288 | 432 | 312 | 96 | 72 | 24 | 0 | 24 | 0 | 0 | 0 | 0 | 0 | 0 | 0 | 0 | 0 | 0 | 0 | 0 | 0 | 0 | 0 | 0 | 0
Global Horiz. | 0 | 0 | 0 | 0 | 0 | 0 | 0 | 0 | 0 | 0 | 0 | 0 | 0 | 0.489 | 0.813 | 1.918 | 3.479 | 2.794 | 2.934 | 3.234 | 4.194 | 6.284 | 7.858 | 6.478 | 10.587 | 14.754 | 21.094 | 17.477 | 30.093 | 34.388 | 31.638 | 35.111 | 37.293 | 36.548 | 36.522 | 41.261 | 48.953 | 45.327 | 53.78 | 58.578 | 69.384 | 47.59 | 60.325 | 60.524 | 51.905 | 43.883 | 41.308 | 51.06 | 29.994 | 29.688 | 22.882 | 8.38 | 2.921 | 2.988 | 1.659 | 0 | 0 | 0 | 0 | 0 | 0 | 0 | 0 | 0 | 0 | 0
Global Ost | 0 | 0 | 0 | 0 | 0 | 0 | 0 | 0 | 0 | 0 | 0 | 0 | 0 | 0.803 | 1.278 | 2.504 | 2.763 | 2.98 | 2.486 | 2.812 | 3.207 | 5.296 | 5.935 | 6.599 | 9.064 | 13.243 | 13.843 | 12.826 | 19.275 | 19.513 | 16.773 | 18.636 | 21.475 | 20.801 | 21.45 | 26.768 | 30.086 | 22.534 | 32.905 | 30.721 | 35.087 | 27.111 | 26.504 | 26.065 | 17.35 | 18.115 | 11.671 | 10.583 | 6.886 | 5.661 | 4.083 | 1.333 | 0.15 | 0.645 | 0 | 0 | 0 | 0 | 0 | 0 | 0 | 0 | 0 | 0 | 0 | 0
Global Süd | 0 | 0 | 0 | 0 | 0 | 0 | 0 | 0 | 0 | 0 | 0 | 0 | 0 | 0.931 | 1.797 | 4.396 | 8.149 | 6.127 | 6.805 | 6.27 | 8.045 | 12.248 | 14.82 | 11.058 | 15.568 | 20.036 | 31.337 | 25.56 | 37.207 | 49.229 | 47.154 | 49.595 | 50.676 | 40.648 | 34.682 | 32.377 | 36.885 | 30.232 | 36.674 | 40.254 | 44.767 | 27.554 | 33.886 | 35.4 | 30.484 | 26.647 | 22.943 | 31.393 | 17.466 | 17.935 | 12.908 | 4.39 | 1.717 | 1.675 | 0.974 | 0 | 0 | 0 | 0 | 0 | 0 | 0 | 0 | 0 | 0 | 0
Global West | 0 | 0 | 0 | 0 | 0 | 0 | 0 | 0 | 0 | 0 | 0 | 0 | 0 | 0.223 | 0.535 | 1.307 | 3.548 | 2.056 | 3.109 | 2.763 | 4.845 | 4.118 | 6.98 | 5.507 | 5.326 | 6.906 | 14.073 | 10.626 | 18.378 | 19.151 | 17.441 | 19.103 | 22.206 | 21.746 | 15.513 | 9.235 | 11.558 | 12.815 | 14.22 | 18.04 | 19.943 | 12.931 | 18.137 | 21.675 | 24.061 | 13.354 | 16.335 | 24.417 | 12.748 | 12.944 | 11.355 | 5.186 | 2.46 | 1.072 | 0.756 | 0 | 0 | 0 | 0 | 0 | 0 | 0 | 0 | 0 | 0 | 0
Global Nord | 0 | 0 | 0 | 0 | 0 | 0 | 0 | 0 | 0 | 0 | 0 | 0 | 0 | 0.229 | 0.553 | 1.16 | 2.048 | 1.657 | 1.641 | 2.17 | 2.364 | 2.699 | 4.089 | 3.764 | 3.627 | 4.959 | 7.887 | 4.579 | 10.462 | 8.925 | 6.429 | 5.185 | 7.978 | 5.06 | 4.755 | 3.853 | 4.252 | 2.238 | 3.124 | 3.045 | 3.013 | 0.523 | 0.974 | 0.499 | 1.148 | 0.764 | 1.225 | 0.772 | 0.304 | 0.613 | 0.457 | 0.15 | 0 | 0 | 0 | 0 | 0 | 0 | 0 | 0 | 0 | 0 | 0 | 0 | 0 | 0
Station | ENG
Engelberg
Bintemperatur | -25 | -24 | -23 | -22 | -21 | -20 | -19 | -18 | -17 | -16 | -15 | -14 | -13 | -12 | -11 | -10 | -9 | -8 | -7 | -6 | -5 | -4 | -3 | -2 | -1 | 0 | 1 | 2 | 3 | 4 | 5 | 6 | 7 | 8 | 9 | 10 | 11 | 12 | 13 | 14 | 15 | 16 | 17 | 18 | 19 | 20 | 21 | 22 | 23 | 24 | 25 | 26 | 27 | 28 | 29 | 30 | 31 | 32 | 33 | 34 | 35 | 36 | 37 | 38 | 39 | 40
Stunden (Ta Stundewerte) | 0 | 0 | 0 | 0 | 0 | 0 | 0 | 0 | 0 | 0 | 11 | 16 | 31 | 14 | 31 | 41 | 73 | 91 | 122 | 119 | 139 | 177 | 163 | 218 | 268 | 466 | 350 | 349 | 416 | 437 | 431 | 430 | 385 | 403 | 399 | 392 | 409 | 397 | 386 | 350 | 305 | 209 | 161 | 137 | 94 | 80 | 74 | 54 | 31 | 29 | 25 | 17 | 11 | 14 | 4 | 1 | 0 | 0 | 0 | 0 | 0 | 0 | 0 | 0 | 0 | 0
Stunden (Ta Tagesmittel) | 0 | 0 | 0 | 0 | 0 | 0 | 0 | 0 | 0 | 0 | 0 | 0 | 0 | 24 | 48 | 48 | 48 | 168 | 24 | 168 | 144 | 96 | 192 | 168 | 240 | 504 | 384 | 336 | 384 | 504 | 288 | 456 | 384 | 408 | 576 | 408 | 504 | 384 | 432 | 336 | 264 | 240 | 264 | 144 | 24 | 24 | 72 | 48 | 24 | 0 | 0 | 0 | 0 | 0 | 0 | 0 | 0 | 0 | 0 | 0 | 0 | 0 | 0 | 0 | 0 | 0
Global Horiz. | 0 | 0 | 0 | 0 | 0 | 0 | 0 | 0 | 0 | 0 | 0 | 0.437 | 0 | 0.538 | 1.107 | 0.789 | 1.832 | 2.16 | 7.394 | 5.521 | 5.383 | 5.003 | 5.118 | 3.851 | 5.756 | 12.841 | 13.259 | 13.637 | 20.605 | 17.473 | 20.804 | 23.603 | 22.422 | 29.928 | 34.542 | 43.693 | 54.054 | 65.034 | 63.082 | 59.725 | 71.679 | 51.743 | 51.408 | 44.456 | 35.738 | 37.894 | 35.695 | 31.377 | 16.766 | 12.175 | 15.395 | 11.43 | 6.367 | 8.949 | 3.045 | 0.729 | 0 | 0 | 0 | 0 | 0 | 0 | 0 | 0 | 0 | 0
Global Ost | 0 | 0 | 0 | 0 | 0 | 0 | 0 | 0 | 0 | 0 | 0 | 1.134 | 0 | 0.742 | 1.428 | 0.93 | 2.384 | 1.647 | 3.963 | 2.893 | 2.725 | 1.727 | 2.267 | 2.266 | 3.491 | 8.425 | 9.51 | 7.929 | 11.553 | 11.256 | 11.254 | 11.966 | 11.402 | 17.582 | 15.975 | 22.313 | 24.119 | 21.493 | 21.335 | 19.158 | 22.111 | 20.811 | 16.704 | 15.17 | 11.943 | 10.733 | 9.632 | 6.349 | 5.071 | 3.465 | 4.44 | 1.825 | 1.734 | 1.198 | 0.781 | 0 | 0 | 0 | 0 | 0 | 0 | 0 | 0 | 0 | 0 | 0
Global Süd | 0 | 0 | 0 | 0 | 0 | 0 | 0 | 0 | 0 | 0 | 0 | 0.914 | 0 | 0.996 | 2.024 | 1.617 | 3.677 | 3.602 | 13.903 | 11.408 | 9.017 | 8.092 | 8.574 | 6.512 | 6.394 | 14.773 | 14.773 | 14.928 | 23.132 | 21.668 | 22.813 | 24.984 | 22.22 | 22.275 | 29.405 | 31.447 | 39.363 | 48.856 | 40.956 | 35.617 | 43.055 | 28.686 | 26.992 | 24.656 | 19.007 | 21.498 | 20.312 | 16.17 | 9.358 | 5.654 | 8.615 | 5.953 | 3.475 | 5.673 | 2.099 | 0.488 | 0 | 0 | 0 | 0 | 0 | 0 | 0 | 0 | 0 | 0
Global West | 0 | 0 | 0 | 0 | 0 | 0 | 0 | 0 | 0 | 0 | 0 | 0.302 | 0 | 0.242 | 0.48 | 0.296 | 0.458 | 0.331 | 4.972 | 3.742 | 2.034 | 2.158 | 2.051 | 1.271 | 1.88 | 6.937 | 3.201 | 4.451 | 8.182 | 4.563 | 7.477 | 6.586 | 8.011 | 5.941 | 9.87 | 8.394 | 13.642 | 22.09 | 19.989 | 18.725 | 23.367 | 11.267 | 18.602 | 14.385 | 12.888 | 14.309 | 15.636 | 11.854 | 6.924 | 5.512 | 5.891 | 6.48 | 2.587 | 4.983 | 0.88 | 0.445 | 0 | 0 | 0 | 0 | 0 | 0 | 0 | 0 | 0 | 0
Global Nord | 0 | 0 | 0 | 0 | 0 | 0 | 0 | 0 | 0 | 0 | 0 | 0.313 | 0 | 0.254 | 0.244 | 0.314 | 0.482 | 0.348 | 2.519 | 1.594 | 0.793 | 0.716 | 0.399 | 0.644 | 1.157 | 3.858 | 2.074 | 2.831 | 2.153 | 2.37 | 2.568 | 2.308 | 1.744 | 1.803 | 1.293 | 0.317 | 0.765 | 0.305 | 0.555 | 0.15 | 1.118 | 0.623 | 0.649 | 1.094 | 0.948 | 0.945 | 0.456 | 0 | 0 | 0.495 | 0.454 | 0.157 | 0.305 | 0 | 0.302 | 0 | 0 | 0 | 0 | 0 | 0 | 0 | 0 | 0 | 0 | 0
Station | GVE
Genève-Cointrin
Bintemperatur | -25 | -24 | -23 | -22 | -21 | -20 | -19 | -18 | -17 | -16 | -15 | -14 | -13 | -12 | -11 | -10 | -9 | -8 | -7 | -6 | -5 | -4 | -3 | -2 | -1 | 0 | 1 | 2 | 3 | 4 | 5 | 6 | 7 | 8 | 9 | 10 | 11 | 12 | 13 | 14 | 15 | 16 | 17 | 18 | 19 | 20 | 21 | 22 | 23 | 24 | 25 | 26 | 27 | 28 | 29 | 30 | 31 | 32 | 33 | 34 | 35 | 36 | 37 | 38 | 39 | 40
Stunden (Ta Stundewerte) | 0 | 0 | 0 | 0 | 0 | 0 | 0 | 0 | 0 | 0 | 0 | 0 | 0 | 0 | 0 | 2 | 4 | 3 | 3 | 13 | 49 | 105 | 115 | 181 | 178 | 189 | 295 | 289 | 346 | 359 | 359 | 365 | 341 | 321 | 359 | 346 | 376 | 427 | 426 | 344 | 375 | 374 | 301 | 281 | 240 | 259 | 198 | 172 | 135 | 135 | 128 | 99 | 87 | 59 | 50 | 23 | 19 | 10 | 13 | 5 | 2 | 0 | 0 | 0 | 0 | 0
Stunden (Ta Tagesmittel) | 0 | 0 | 0 | 0 | 0 | 0 | 0 | 0 | 0 | 0 | 0 | 0 | 0 | 0 | 0 | 0 | 0 | 0 | 0 | 0 | 48 | 48 | 96 | 144 | 192 | 168 | 216 | 360 | 384 | 336 | 432 | 360 | 264 | 264 | 384 | 384 | 456 | 480 | 408 | 504 | 336 | 240 | 408 | 312 | 144 | 288 | 408 | 264 | 168 | 120 | 72 | 48 | 0 | 24 | 0 | 0 | 0 | 0 | 0 | 0 | 0 | 0 | 0 | 0 | 0 | 0
Global Horiz. | 0 | 0 | 0 | 0 | 0 | 0 | 0 | 0 | 0 | 0 | 0 | 0 | 0 | 0 | 0 | 0 | 0 | 0 | 0 | 0 | 0 | 0.427 | 1.513 | 3.312 | 4.416 | 4.243 | 7.54 | 6.914 | 11.354 | 16.277 | 16.775 | 12.74 | 26.58 | 14.777 | 18.323 | 20.125 | 25.08 | 39.082 | 52.824 | 54.711 | 65.703 | 71.722 | 61.139 | 58.918 | 48.378 | 64.906 | 56.403 | 57.728 | 46.989 | 46.713 | 52.273 | 50.7 | 42.187 | 30.315 | 28.662 | 12.117 | 10.33 | 6.594 | 7.601 | 2.559 | 1.15 | 0 | 0 | 0 | 0 | 0
Global Ost | 0 | 0 | 0 | 0 | 0 | 0 | 0 | 0 | 0 | 0 | 0 | 0 | 0 | 0 | 0 | 0 | 0 | 0 | 0 | 0.403 | 0 | 1.395 | 1.105 | 3.875 | 4.55 | 2.523 | 6.101 | 5.702 | 8.114 | 9.486 | 7.843 | 8.582 | 15.51 | 8.711 | 14.768 | 16.647 | 23.138 | 21.705 | 31.686 | 26.074 | 30.932 | 29.438 | 25.404 | 28.016 | 24.163 | 30.431 | 23.849 | 25.153 | 20.572 | 17.312 | 15.082 | 12.337 | 7.205 | 4.875 | 4.067 | 0.933 | 1.013 | 0.154 | 0.63 | 0 | 0 | 0 | 0 | 0 | 0 | 0
Global Süd | 0 | 0 | 0 | 0 | 0 | 0 | 0 | 0 | 0 | 0 | 0 | 0 | 0 | 0 | 0 | 0 | 0 | 0 | 0 | 0.446 | 0 | 1.215 | 3.174 | 7.124 | 9.545 | 7.473 | 14.116 | 12.376 | 17.812 | 27.682 | 22.56 | 19.611 | 33.058 | 19.174 | 22.071 | 18.887 | 23.577 | 36.05 | 46.051 | 47.4 | 49.616 | 53.694 | 40.988 | 38.917 | 27.487 | 36.907 | 28.816 | 33.55 | 27.319 | 23.95 | 28.016 | 26.956 | 20.507 | 16.069 | 14.602 | 6.239 | 5.314 | 3.742 | 3.62 | 1.008 | 0.732 | 0 | 0 | 0 | 0 | 0
Global West | 0 | 0 | 0 | 0 | 0 | 0 | 0 | 0 | 0 | 0 | 0 | 0 | 0 | 0 | 0 | 0 | 0 | 0 | 0 | 0 | 0 | 0 | 1.321 | 1.594 | 3.069 | 2.325 | 3.686 | 2.524 | 2.325 | 8.474 | 7.838 | 7.656 | 12.505 | 6.085 | 4.842 | 6.254 | 7.117 | 10.668 | 19.212 | 24.301 | 26.347 | 42.571 | 31.191 | 23.751 | 16.102 | 26.761 | 29.828 | 26.737 | 19.243 | 19.497 | 28.246 | 24.758 | 30.043 | 18.373 | 18.611 | 9.746 | 7.89 | 4.495 | 6.16 | 3.123 | 1.282 | 0 | 0 | 0 | 0 | 0
Global Nord | 0 | 0 | 0 | 0 | 0 | 0 | 0 | 0 | 0 | 0 | 0 | 0 | 0 | 0 | 0 | 0 | 0 | 0 | 0 | 0 | 0 | 0 | 0 | 0 | 0 | 0 | 0 | 0 | 0 | 0.305 | 0.17 | 0 | 0.357 | 0.699 | 0.337 | 0.696 | 0.965 | 0.694 | 2.85 | 1.827 | 3.415 | 3.884 | 4.99 | 3.031 | 2.64 | 5.367 | 4.245 | 2.321 | 3.431 | 2.132 | 2.769 | 4.077 | 2.052 | 1.919 | 1.676 | 0.837 | 0.325 | 0.153 | 0.508 | 0 | 0 | 0 | 0 | 0 | 0 | 0
Station | GLA
Glarus
Bintemperatur | -25 | -24 | -23 | -22 | -21 | -20 | -19 | -18 | -17 | -16 | -15 | -14 | -13 | -12 | -11 | -10 | -9 | -8 | -7 | -6 | -5 | -4 | -3 | -2 | -1 | 0 | 1 | 2 | 3 | 4 | 5 | 6 | 7 | 8 | 9 | 10 | 11 | 12 | 13 | 14 | 15 | 16 | 17 | 18 | 19 | 20 | 21 | 22 | 23 | 24 | 25 | 26 | 27 | 28 | 29 | 30 | 31 | 32 | 33 | 34 | 35 | 36 | 37 | 38 | 39 | 40
Stunden (Ta Stundewerte) | 0 | 0 | 0 | 0 | 0 | 0 | 0 | 0 | 0 | 0 | 0 | 6 | 6 | 16 | 19 | 11 | 15 | 28 | 37 | 54 | 99 | 135 | 153 | 164 | 241 | 308 | 445 | 392 | 325 | 301 | 311 | 339 | 357 | 358 | 339 | 405 | 406 | 425 | 423 | 412 | 380 | 344 | 308 | 235 | 218 | 172 | 132 | 103 | 91 | 55 | 60 | 35 | 41 | 18 | 10 | 17 | 8 | 2 | 1 | 0 | 0 | 0 | 0 | 0 | 0 | 0
Stunden (Ta Tagesmittel) | 0 | 0 | 0 | 0 | 0 | 0 | 0 | 0 | 0 | 0 | 0 | 0 | 0 | 0 | 24 | 24 | 48 | 0 | 0 | 24 | 72 | 144 | 120 | 288 | 288 | 312 | 360 | 288 | 288 | 456 | 120 | 216 | 408 | 576 | 408 | 432 | 288 | 384 | 528 | 504 | 336 | 432 | 432 | 216 | 216 | 168 | 216 | 24 | 24 | 48 | 48 | 0 | 0 | 0 | 0 | 0 | 0 | 0 | 0 | 0 | 0 | 0 | 0 | 0 | 0 | 0
Global Horiz. | 0 | 0 | 0 | 0 | 0 | 0 | 0 | 0 | 0 | 0 | 0 | 0 | 0 | 0.536 | 0.85 | 0.373 | 0.717 | 2.015 | 1.509 | 0.752 | 3.743 | 3.068 | 3.733 | 8.187 | 7.272 | 8.419 | 10.984 | 9.672 | 12.232 | 8.25 | 12.69 | 16.08 | 18.346 | 16.942 | 15.375 | 26.993 | 31.529 | 41.629 | 36.657 | 41.725 | 48.077 | 50.428 | 54.888 | 53.483 | 61.963 | 55.829 | 48.011 | 42.586 | 35.025 | 25.75 | 32.181 | 19.186 | 24.305 | 9.864 | 4.217 | 9.678 | 5.102 | 1.373 | 0.702 | 0 | 0 | 0 | 0 | 0 | 0 | 0
Global Ost | 0 | 0 | 0 | 0 | 0 | 0 | 0 | 0 | 0 | 0 | 0 | 0 | 0 | 0.89 | 1.186 | 0.382 | 0.481 | 0.562 | 1.184 | 0.736 | 2.113 | 3.338 | 3.666 | 5.039 | 3.419 | 4.16 | 3.048 | 3.749 | 6.881 | 4.206 | 5.525 | 8.59 | 9.22 | 9.276 | 8.28 | 15.016 | 14.116 | 18.556 | 15.054 | 17.785 | 20.661 | 16.442 | 22.727 | 25.108 | 15.483 | 17.289 | 18.438 | 12.774 | 9.981 | 7.618 | 6.016 | 3.527 | 3.124 | 1.319 | 0.828 | 0.378 | 0.591 | 0.161 | 0 | 0 | 0 | 0 | 0 | 0 | 0 | 0
Global Süd | 0 | 0 | 0 | 0 | 0 | 0 | 0 | 0 | 0 | 0 | 0 | 0 | 0 | 1.178 | 1.983 | 0.84 | 1.73 | 4.249 | 3.189 | 1.554 | 7.056 | 6.262 | 7.503 | 15.321 | 11.712 | 14.709 | 14.817 | 12.224 | 11.459 | 6.294 | 13.032 | 14.2 | 18.552 | 14.322 | 11.382 | 21.812 | 25.959 | 32.04 | 24.736 | 25.36 | 29.086 | 27.01 | 29.757 | 27.377 | 29.252 | 30.523 | 25.121 | 22.6 | 18.639 | 13.824 | 16.874 | 10.335 | 13.03 | 5.339 | 2.55 | 5.073 | 3.19 | 0.909 | 0.471 | 0 | 0 | 0 | 0 | 0 | 0 | 0
Global West | 0 | 0 | 0 | 0 | 0 | 0 | 0 | 0 | 0 | 0 | 0 | 0 | 0 | 0 | 0 | 0 | 0 | 0.615 | 0.416 | 0.158 | 0.643 | 0.374 | 0.214 | 1.794 | 1.092 | 1.542 | 2.458 | 2.143 | 1.316 | 0.459 | 1.199 | 1.593 | 3.69 | 2.737 | 0.933 | 1.768 | 4.021 | 6.491 | 5.091 | 6.007 | 5.602 | 11.013 | 9.789 | 9.176 | 24.047 | 18.678 | 12.608 | 14.107 | 12.176 | 9.632 | 16.096 | 8.227 | 13.313 | 6.596 | 1.796 | 6.919 | 2.362 | 0.856 | 0.435 | 0 | 0 | 0 | 0 | 0 | 0 | 0
Global Nord | 0 | 0 | 0 | 0 | 0 | 0 | 0 | 0 | 0 | 0 | 0 | 0 | 0 | 0 | 0 | 0 | 0 | 0 | 0 | 0.152 | 0 | 0.356 | 0.197 | 0.156 | 0.208 | 0.168 | 0.36 | 0.945 | 0.95 | 0.32 | 0.315 | 0.789 | 0.326 | 0 | 0 | 0.153 | 0.155 | 0.161 | 0 | 0.638 | 0.309 | 0.618 | 0.317 | 1.023 | 1.913 | 1.871 | 1.745 | 0.646 | 0.954 | 0.652 | 0.614 | 0.153 | 0.155 | 0.314 | 0 | 0.457 | 0.311 | 0.154 | 0 | 0 | 0 | 0 | 0 | 0 | 0 | 0
Station | GSB
Grosser St. Bernhard
Bintemperatur | -25 | -24 | -23 | -22 | -21 | -20 | -19 | -18 | -17 | -16 | -15 | -14 | -13 | -12 | -11 | -10 | -9 | -8 | -7 | -6 | -5 | -4 | -3 | -2 | -1 | 0 | 1 | 2 | 3 | 4 | 5 | 6 | 7 | 8 | 9 | 10 | 11 | 12 | 13 | 14 | 15 | 16 | 17 | 18 | 19 | 20 | 21 | 22 | 23 | 24 | 25 | 26 | 27 | 28 | 29 | 30 | 31 | 32 | 33 | 34 | 35 | 36 | 37 | 38 | 39 | 40
Stunden (Ta Stundewerte) | 0 | 0 | 0 | 0 | 13 | 4 | 19 | 11 | 15 | 21 | 33 | 71 | 91 | 169 | 200 | 145 | 200 | 217 | 270 | 392 | 501 | 433 | 490 | 550 | 534 | 357 | 355 | 453 | 472 | 453 | 372 | 349 | 278 | 232 | 245 | 218 | 192 | 131 | 117 | 81 | 47 | 24 | 5 | 0 | 0 | 0 | 0 | 0 | 0 | 0 | 0 | 0 | 0 | 0 | 0 | 0 | 0 | 0 | 0 | 0 | 0 | 0 | 0 | 0 | 0 | 0
Stunden (Ta Tagesmittel) | 0 | 0 | 0 | 0 | 0 | 0 | 24 | 0 | 48 | 0 | 24 | 48 | 24 | 192 | 216 | 192 | 96 | 336 | 240 | 408 | 384 | 648 | 408 | 696 | 384 | 384 | 312 | 408 | 480 | 456 | 552 | 384 | 192 | 264 | 72 | 264 | 264 | 264 | 72 | 24 | 0 | 0 | 0 | 0 | 0 | 0 | 0 | 0 | 0 | 0 | 0 | 0 | 0 | 0 | 0 | 0 | 0 | 0 | 0 | 0 | 0 | 0 | 0 | 0 | 0 | 0
Global Horiz. | 0 | 0 | 0 | 0 | 0 | 0 | 1.442 | 1.12 | 1.713 | 1.102 | 1.664 | 3.049 | 4.255 | 13.916 | 16.414 | 11.049 | 17.079 | 12.826 | 17.794 | 23.279 | 22.881 | 40.281 | 51.771 | 64.145 | 66.005 | 47.294 | 53.697 | 52.695 | 47.552 | 58.744 | 68.418 | 92.051 | 72.775 | 59.591 | 58.188 | 34.082 | 54.044 | 43.224 | 52.863 | 45.119 | 27.081 | 14.843 | 3.055 | 0 | 0 | 0 | 0 | 0 | 0 | 0 | 0 | 0 | 0 | 0 | 0 | 0 | 0 | 0 | 0 | 0 | 0 | 0 | 0 | 0 | 0 | 0
Global Ost | 0 | 0 | 0 | 0 | 0 | 0 | 0.977 | 0.954 | 1.173 | 0.538 | 1.669 | 3.094 | 4.033 | 10.675 | 13.511 | 8.2 | 13.692 | 10.947 | 14.104 | 21.113 | 21.196 | 35.091 | 38.846 | 54.204 | 50.172 | 39.109 | 40.564 | 40.91 | 38.868 | 45.341 | 49.202 | 57.219 | 39.428 | 28.404 | 30.377 | 19.465 | 28.315 | 22.763 | 19.658 | 14.804 | 4.656 | 1.02 | 0.151 | 0 | 0 | 0 | 0 | 0 | 0 | 0 | 0 | 0 | 0 | 0 | 0 | 0 | 0 | 0 | 0 | 0 | 0 | 0 | 0 | 0 | 0 | 0
Global Süd | 0 | 0 | 0 | 0 | 0 | 0 | 3.196 | 2.066 | 3.691 | 2.503 | 2.952 | 5.039 | 7.045 | 22.461 | 22.969 | 16.263 | 26.26 | 17.28 | 24.896 | 34.277 | 35.499 | 59.079 | 78.742 | 88.789 | 86.905 | 61.184 | 59.489 | 56.963 | 38.018 | 46.116 | 50.032 | 66.203 | 47.025 | 38.891 | 35.131 | 18.648 | 31.434 | 22.194 | 28.176 | 24.055 | 14.792 | 8.601 | 1.355 | 0 | 0 | 0 | 0 | 0 | 0 | 0 | 0 | 0 | 0 | 0 | 0 | 0 | 0 | 0 | 0 | 0 | 0 | 0 | 0 | 0 | 0 | 0
Global West | 0 | 0 | 0 | 0 | 0 | 0 | 2.031 | 0.842 | 2.688 | 1.953 | 1.918 | 2.986 | 4.462 | 14.429 | 15.828 | 10.825 | 17.306 | 11.714 | 17.015 | 22.302 | 21.483 | 35.948 | 55.402 | 60.47 | 66.533 | 40.714 | 49.323 | 43.105 | 31.186 | 32.446 | 34.985 | 50.782 | 39.985 | 27.791 | 26.877 | 17.612 | 20.623 | 20.504 | 23.511 | 18.635 | 11.439 | 7.457 | 2.976 | 0 | 0 | 0 | 0 | 0 | 0 | 0 | 0 | 0 | 0 | 0 | 0 | 0 | 0 | 0 | 0 | 0 | 0 | 0 | 0 | 0 | 0 | 0
Global Nord | 0 | 0 | 0 | 0 | 0 | 0 | 0.829 | 0.729 | 1.056 | 0.534 | 1.172 | 1.475 | 2.416 | 8.04 | 9.752 | 6.515 | 10.349 | 7.41 | 10.154 | 12.71 | 11.69 | 21.545 | 27.509 | 35.404 | 36.045 | 21.924 | 23.986 | 22.95 | 17.259 | 15.769 | 17.229 | 25.611 | 16.589 | 10.836 | 7.232 | 3.222 | 3.319 | 1.549 | 1.517 | 2.158 | 1.256 | 0.637 | 0.152 | 0 | 0 | 0 | 0 | 0 | 0 | 0 | 0 | 0 | 0 | 0 | 0 | 0 | 0 | 0 | 0 | 0 | 0 | 0 | 0 | 0 | 0 | 0
Station | GUT
Güttingen
Bintemperatur | -25 | -24 | -23 | -22 | -21 | -20 | -19 | -18 | -17 | -16 | -15 | -14 | -13 | -12 | -11 | -10 | -9 | -8 | -7 | -6 | -5 | -4 | -3 | -2 | -1 | 0 | 1 | 2 | 3 | 4 | 5 | 6 | 7 | 8 | 9 | 10 | 11 | 12 | 13 | 14 | 15 | 16 | 17 | 18 | 19 | 20 | 21 | 22 | 23 | 24 | 25 | 26 | 27 | 28 | 29 | 30 | 31 | 32 | 33 | 34 | 35 | 36 | 37 | 38 | 39 | 40
Stunden (Ta Stundewerte) | 0 | 0 | 0 | 0 | 0 | 0 | 0 | 0 | 0 | 0 | 0 | 0 | 0 | 0 | 8 | 9 | 46 | 23 | 30 | 34 | 38 | 49 | 106 | 173 | 185 | 201 | 388 | 424 | 434 | 477 | 413 | 441 | 362 | 300 | 355 | 354 | 363 | 435 | 340 | 436 | 378 | 313 | 304 | 258 | 205 | 173 | 157 | 149 | 121 | 84 | 63 | 50 | 33 | 18 | 12 | 13 | 5 | 0 | 0 | 0 | 0 | 0 | 0 | 0 | 0 | 0
Stunden (Ta Tagesmittel) | 0 | 0 | 0 | 0 | 0 | 0 | 0 | 0 | 0 | 0 | 0 | 0 | 0 | 0 | 0 | 0 | 72 | 0 | 24 | 0 | 48 | 96 | 96 | 120 | 144 | 216 | 288 | 432 | 336 | 696 | 504 | 456 | 336 | 360 | 192 | 408 | 288 | 456 | 384 | 360 | 288 | 360 | 432 | 528 | 264 | 216 | 192 | 48 | 72 | 24 | 24 | 0 | 0 | 0 | 0 | 0 | 0 | 0 | 0 | 0 | 0 | 0 | 0 | 0 | 0 | 0
Global Horiz. | 0 | 0 | 0 | 0 | 0 | 0 | 0 | 0 | 0 | 0 | 0 | 0 | 0 | 0 | 0 | 0 | 0.419 | 1.367 | 2.011 | 0.681 | 0.924 | 2.93 | 5.206 | 5.039 | 3.565 | 1.905 | 5.866 | 7.063 | 7.646 | 15.026 | 19.291 | 19.613 | 19.164 | 22.965 | 25.554 | 25.403 | 36.073 | 36.178 | 33.17 | 44.33 | 39.051 | 46.896 | 56.406 | 60.389 | 59.313 | 59.05 | 60.607 | 67.259 | 54.591 | 38.22 | 30.808 | 25.476 | 17.494 | 10.743 | 5.921 | 7.357 | 2.257 | 0 | 0 | 0 | 0 | 0 | 0 | 0 | 0 | 0
Global Ost | 0 | 0 | 0 | 0 | 0 | 0 | 0 | 0 | 0 | 0 | 0 | 0 | 0 | 0 | 0 | 0 | 0.16 | 0.251 | 1.179 | 1.273 | 1.485 | 3.345 | 2.745 | 1.203 | 2.859 | 1.962 | 5.812 | 5.822 | 8.367 | 9.546 | 11.692 | 10.354 | 12 | 13.53 | 12.763 | 13.567 | 18.191 | 13.718 | 16.292 | 24.105 | 22.236 | 30.024 | 31.281 | 32.429 | 32.895 | 30.71 | 20.186 | 18.477 | 11.237 | 6.739 | 4.524 | 2.473 | 1.976 | 1.082 | 0.37 | 0.622 | 0 | 0 | 0 | 0 | 0 | 0 | 0 | 0 | 0 | 0
Global Süd | 0 | 0 | 0 | 0 | 0 | 0 | 0 | 0 | 0 | 0 | 0 | 0 | 0 | 0 | 0 | 0 | 0.935 | 1.844 | 4.824 | 1.827 | 1.757 | 6.067 | 10.434 | 9.16 | 8.635 | 4.365 | 11.374 | 12.04 | 9.338 | 18.503 | 23.342 | 18.632 | 21.897 | 23.919 | 23.439 | 21.631 | 29.686 | 25.899 | 23.956 | 28.627 | 24.061 | 27.482 | 32.404 | 33.684 | 33.134 | 33.415 | 35.953 | 38.307 | 31.053 | 19.519 | 16.958 | 14.21 | 9.22 | 4.994 | 2.625 | 3.563 | 0.749 | 0 | 0 | 0 | 0 | 0 | 0 | 0 | 0 | 0
Global West | 0 | 0 | 0 | 0 | 0 | 0 | 0 | 0 | 0 | 0 | 0 | 0 | 0 | 0 | 0 | 0 | 0 | 0 | 1.917 | 0.64 | 0 | 1.112 | 3.401 | 3.901 | 2.024 | 0.677 | 2.538 | 1.514 | 1.41 | 4.291 | 6.54 | 5.428 | 5.694 | 9.439 | 9.09 | 10.209 | 11.36 | 16.822 | 10.982 | 20.694 | 13.125 | 16.041 | 24.118 | 26.572 | 21.539 | 19.185 | 29.796 | 36.275 | 34.663 | 29.946 | 18.441 | 19.443 | 13.696 | 8.889 | 5.062 | 6.5 | 2.781 | 0 | 0 | 0 | 0 | 0 | 0 | 0 | 0 | 0
Global Nord | 0 | 0 | 0 | 0 | 0 | 0 | 0 | 0 | 0 | 0 | 0 | 0 | 0 | 0 | 0 | 0 | 0 | 0 | 0 | 0 | 0 | 0.587 | 1.043 | 0.388 | 0 | 0.151 | 0.399 | 0.189 | 0 | 0 | 0.323 | 0 | 0.478 | 0.518 | 0.677 | 0.708 | 0.659 | 1.668 | 1.404 | 3.613 | 3.16 | 4.817 | 6.711 | 3.512 | 4.864 | 4.989 | 5.076 | 5.413 | 2.96 | 2.788 | 2.214 | 0.793 | 1.14 | 0.479 | 0.644 | 0.62 | 0 | 0 | 0 | 0 | 0 | 0 | 0 | 0 | 0 | 0
Station | CDF
La Chaux-de-Fonds
Bintemperatur | -25 | -24 | -23 | -22 | -21 | -20 | -19 | -18 | -17 | -16 | -15 | -14 | -13 | -12 | -11 | -10 | -9 | -8 | -7 | -6 | -5 | -4 | -3 | -2 | -1 | 0 | 1 | 2 | 3 | 4 | 5 | 6 | 7 | 8 | 9 | 10 | 11 | 12 | 13 | 14 | 15 | 16 | 17 | 18 | 19 | 20 | 21 | 22 | 23 | 24 | 25 | 26 | 27 | 28 | 29 | 30 | 31 | 32 | 33 | 34 | 35 | 36 | 37 | 38 | 39 | 40
Stunden (Ta Stundewerte) | 0 | 0 | 0 | 0 | 0 | 0 | 0 | 0 | 0 | 2 | 14 | 17 | 25 | 25 | 38 | 47 | 35 | 45 | 97 | 117 | 104 | 159 | 196 | 265 | 307 | 334 | 474 | 427 | 408 | 370 | 373 | 408 | 392 | 426 | 422 | 418 | 398 | 351 | 316 | 294 | 259 | 236 | 215 | 189 | 164 | 111 | 82 | 63 | 51 | 27 | 17 | 23 | 11 | 8 | 0 | 0 | 0 | 0 | 0 | 0 | 0 | 0 | 0 | 0 | 0 | 0
Stunden (Ta Tagesmittel) | 0 | 0 | 0 | 0 | 0 | 0 | 0 | 0 | 0 | 0 | 0 | 0 | 24 | 0 | 0 | 72 | 48 | 72 | 120 | 144 | 96 | 96 | 72 | 240 | 288 | 528 | 336 | 504 | 456 | 360 | 336 | 384 | 408 | 336 | 504 | 408 | 336 | 408 | 384 | 576 | 360 | 336 | 144 | 144 | 72 | 120 | 48 | 0 | 0 | 0 | 0 | 0 | 0 | 0 | 0 | 0 | 0 | 0 | 0 | 0 | 0 | 0 | 0 | 0 | 0 | 0
Global Horiz. | 0 | 0 | 0 | 0 | 0 | 0 | 0 | 0 | 0 | 0 | 0 | 0 | 0.199 | 0.286 | 0.794 | 2.127 | 1.859 | 1.802 | 2.832 | 3.227 | 4.614 | 7.161 | 6.541 | 7.83 | 7.316 | 13.753 | 21.352 | 14.973 | 18.638 | 18.795 | 19.724 | 30.179 | 30.282 | 34.207 | 34.775 | 42.393 | 48.833 | 49.923 | 42.36 | 45.691 | 50.082 | 59.217 | 66.972 | 70.845 | 74.728 | 48.319 | 38.43 | 29.263 | 25.396 | 14.811 | 11.058 | 12.679 | 6.989 | 4.667 | 0 | 0 | 0 | 0 | 0 | 0 | 0 | 0 | 0 | 0 | 0 | 0
Global Ost | 0 | 0 | 0 | 0 | 0 | 0 | 0 | 0 | 0 | 0 | 0.367 | 0.463 | 1.037 | 1.009 | 1.504 | 3.746 | 2.247 | 2.557 | 3.797 | 4.527 | 5.195 | 6.142 | 6.449 | 8.643 | 6.615 | 12.657 | 17.457 | 12.791 | 16.536 | 14.257 | 14.478 | 21.165 | 18.51 | 18.315 | 22.47 | 23.111 | 31.317 | 23.886 | 19.968 | 29.777 | 27.493 | 27.811 | 36.425 | 26.82 | 24.368 | 13.832 | 15.698 | 8.921 | 10.153 | 4.402 | 3.097 | 2.312 | 0.476 | 0 | 0 | 0 | 0 | 0 | 0 | 0 | 0 | 0 | 0 | 0 | 0 | 0
Global Süd | 0 | 0 | 0 | 0 | 0 | 0 | 0 | 0 | 0 | 0 | 0.338 | 0.157 | 1.155 | 0.779 | 2.825 | 6.262 | 4.79 | 5.36 | 8.367 | 9.448 | 12.083 | 11.767 | 12.911 | 15.697 | 11.734 | 19.899 | 26.24 | 17.977 | 27.552 | 25.214 | 28.178 | 37.238 | 35.931 | 30.716 | 26.097 | 30.868 | 32.592 | 38.291 | 26.101 | 25.081 | 27.42 | 36.074 | 40.331 | 45.671 | 48.239 | 28.874 | 21.887 | 14.98 | 15.096 | 7.774 | 6.28 | 6.461 | 3.627 | 2.603 | 0 | 0 | 0 | 0 | 0 | 0 | 0 | 0 | 0 | 0 | 0 | 0
Global West | 0 | 0 | 0 | 0 | 0 | 0 | 0 | 0 | 0 | 0 | 0 | 0 | 0 | 0.17 | 0.586 | 1.504 | 1.468 | 1.393 | 1.592 | 3.367 | 4.914 | 5.219 | 4.71 | 3.538 | 4.568 | 7.662 | 12.637 | 6.731 | 7.739 | 8.096 | 9.817 | 15.309 | 13.467 | 13.047 | 11.601 | 16.949 | 17.111 | 20.086 | 18.732 | 18.772 | 18.452 | 26.343 | 26.019 | 32.434 | 37.607 | 29.413 | 15.598 | 14.284 | 10.767 | 7.178 | 4.719 | 7.223 | 4.456 | 4.729 | 0 | 0 | 0 | 0 | 0 | 0 | 0 | 0 | 0 | 0 | 0 | 0
Global Nord | 0 | 0 | 0 | 0 | 0 | 0 | 0 | 0 | 0 | 0 | 0 | 0 | 0 | 0.17 | 0.358 | 0.546 | 1.115 | 0.727 | 1.139 | 1.231 | 1.39 | 2.586 | 1.609 | 1.601 | 1.441 | 3.11 | 4.658 | 2.483 | 1.705 | 1.839 | 2.233 | 3.108 | 3.201 | 2.936 | 3.639 | 4.296 | 4.992 | 4.413 | 3.769 | 3.382 | 2.558 | 4.47 | 5.631 | 5.462 | 3.889 | 4.014 | 2.888 | 2.154 | 2.115 | 1.447 | 0.789 | 0.789 | 0.46 | 0 | 0 | 0 | 0 | 0 | 0 | 0 | 0 | 0 | 0 | 0 | 0 | 0
Station | OTL
Locarno-Monti
Bintemperatur | -25 | -24 | -23 | -22 | -21 | -20 | -19 | -18 | -17 | -16 | -15 | -14 | -13 | -12 | -11 | -10 | -9 | -8 | -7 | -6 | -5 | -4 | -3 | -2 | -1 | 0 | 1 | 2 | 3 | 4 | 5 | 6 | 7 | 8 | 9 | 10 | 11 | 12 | 13 | 14 | 15 | 16 | 17 | 18 | 19 | 20 | 21 | 22 | 23 | 24 | 25 | 26 | 27 | 28 | 29 | 30 | 31 | 32 | 33 | 34 | 35 | 36 | 37 | 38 | 39 | 40
Stunden (Ta Stundewerte) | 0 | 0 | 0 | 0 | 0 | 0 | 0 | 0 | 0 | 0 | 0 | 0 | 0 | 0 | 0 | 0 | 0 | 0 | 0 | 0 | 0 | 2 | 13 | 47 | 75 | 131 | 184 | 281 | 328 | 349 | 324 | 362 | 426 | 438 | 366 | 339 | 329 | 385 | 350 | 385 | 404 | 395 | 358 | 341 | 344 | 304 | 295 | 242 | 208 | 179 | 139 | 149 | 113 | 70 | 50 | 22 | 17 | 6 | 7 | 3 | 0 | 0 | 0 | 0 | 0 | 0
Stunden (Ta Tagesmittel) | 0 | 0 | 0 | 0 | 0 | 0 | 0 | 0 | 0 | 0 | 0 | 0 | 0 | 0 | 0 | 0 | 0 | 0 | 0 | 0 | 0 | 0 | 0 | 24 | 24 | 96 | 240 | 240 | 360 | 384 | 312 | 312 | 360 | 552 | 360 | 360 | 360 | 384 | 360 | 432 | 360 | 216 | 552 | 336 | 312 | 288 | 288 | 408 | 384 | 216 | 168 | 24 | 48 | 0 | 0 | 0 | 0 | 0 | 0 | 0 | 0 | 0 | 0 | 0 | 0 | 0
Global Horiz. | 0 | 0 | 0 | 0 | 0 | 0 | 0 | 0 | 0 | 0 | 0 | 0 | 0 | 0 | 0 | 0 | 0 | 0 | 0 | 0 | 0 | 0 | 0 | 0 | 0.969 | 1.459 | 2.824 | 6.206 | 8.052 | 13.261 | 17.047 | 19.278 | 20.711 | 23.779 | 21.377 | 31.424 | 33.018 | 41.648 | 35.762 | 44.895 | 48.103 | 49.998 | 52.511 | 54.441 | 57.579 | 61.234 | 66.163 | 67.995 | 66.008 | 59.568 | 59.909 | 69.304 | 58.989 | 39.009 | 26.093 | 11.937 | 9.449 | 3.245 | 3.86 | 1.549 | 0 | 0 | 0 | 0 | 0 | 0
Global Ost | 0 | 0 | 0 | 0 | 0 | 0 | 0 | 0 | 0 | 0 | 0 | 0 | 0 | 0 | 0 | 0 | 0 | 0 | 0 | 0 | 0 | 0 | 0.736 | 0.695 | 1.962 | 2.047 | 4.15 | 6.04 | 7.078 | 10.961 | 9.807 | 11.03 | 15.251 | 18.23 | 16.75 | 19.257 | 21.872 | 25.064 | 18.832 | 23.852 | 21.812 | 30.6 | 22.808 | 32.67 | 30.644 | 28.995 | 31.575 | 32.057 | 29.084 | 22.905 | 20.457 | 14.727 | 8.889 | 4.241 | 1.191 | 0.996 | 1.034 | 0.542 | 0.326 | 0 | 0 | 0 | 0 | 0 | 0 | 0
Global Süd | 0 | 0 | 0 | 0 | 0 | 0 | 0 | 0 | 0 | 0 | 0 | 0 | 0 | 0 | 0 | 0 | 0 | 0 | 0 | 0 | 0 | 0 | 0.496 | 0.404 | 2.032 | 3.143 | 7.308 | 14.859 | 19.637 | 29.29 | 31.452 | 38.378 | 37.668 | 36.992 | 28.018 | 39.411 | 40.296 | 50.082 | 39.537 | 46.886 | 41.848 | 42.212 | 42.957 | 39.788 | 40.29 | 38.795 | 38.059 | 36.811 | 34.809 | 31.244 | 31.769 | 37.292 | 31.614 | 20.553 | 12.617 | 5.823 | 4.741 | 1.871 | 1.966 | 0.814 | 0 | 0 | 0 | 0 | 0 | 0
Global West | 0 | 0 | 0 | 0 | 0 | 0 | 0 | 0 | 0 | 0 | 0 | 0 | 0 | 0 | 0 | 0 | 0 | 0 | 0 | 0 | 0 | 0 | 0 | 0 | 0 | 0 | 0 | 1.635 | 3.978 | 5.358 | 7.872 | 10.537 | 10.604 | 7.775 | 4.787 | 10.866 | 12.077 | 14.734 | 14.846 | 19.906 | 26.041 | 18.199 | 23.316 | 18.229 | 22.971 | 23.239 | 28.854 | 27.218 | 24.942 | 25.307 | 24.506 | 37.874 | 37.582 | 24.191 | 22.89 | 8.988 | 7.137 | 2.034 | 3.025 | 1.673 | 0 | 0 | 0 | 0 | 0 | 0
Global Nord | 0 | 0 | 0 | 0 | 0 | 0 | 0 | 0 | 0 | 0 | 0 | 0 | 0 | 0 | 0 | 0 | 0 | 0 | 0 | 0 | 0 | 0 | 0 | 0 | 0 | 0 | 0 | 0.151 | 0.164 | 0.37 | 0.322 | 0 | 0 | 0 | 0 | 0 | 0.347 | 0.661 | 0.303 | 0.216 | 1.134 | 1.259 | 0.78 | 1.158 | 1.246 | 2.36 | 1.594 | 1.281 | 2.701 | 0.771 | 1.395 | 1.705 | 1.381 | 1.225 | 0.618 | 0.471 | 0.472 | 0 | 0.155 | 0 | 0 | 0 | 0 | 0 | 0 | 0
Station | LUG
Lugano
Bintemperatur | -25 | -24 | -23 | -22 | -21 | -20 | -19 | -18 | -17 | -16 | -15 | -14 | -13 | -12 | -11 | -10 | -9 | -8 | -7 | -6 | -5 | -4 | -3 | -2 | -1 | 0 | 1 | 2 | 3 | 4 | 5 | 6 | 7 | 8 | 9 | 10 | 11 | 12 | 13 | 14 | 15 | 16 | 17 | 18 | 19 | 20 | 21 | 22 | 23 | 24 | 25 | 26 | 27 | 28 | 29 | 30 | 31 | 32 | 33 | 34 | 35 | 36 | 37 | 38 | 39 | 40
Stunden (Ta Stundewerte) | 0 | 0 | 0 | 0 | 0 | 0 | 0 | 0 | 0 | 0 | 0 | 0 | 0 | 0 | 0 | 0 | 0 | 0 | 0 | 0 | 0 | 0 | 3 | 24 | 34 | 45 | 190 | 270 | 344 | 428 | 409 | 436 | 405 | 366 | 351 | 354 | 330 | 379 | 369 | 355 | 406 | 373 | 344 | 349 | 356 | 361 | 326 | 262 | 220 | 167 | 161 | 118 | 88 | 63 | 51 | 19 | 3 | 1 | 0 | 0 | 0 | 0 | 0 | 0 | 0 | 0
Stunden (Ta Tagesmittel) | 0 | 0 | 0 | 0 | 0 | 0 | 0 | 0 | 0 | 0 | 0 | 0 | 0 | 0 | 0 | 0 | 0 | 0 | 0 | 0 | 0 | 0 | 0 | 0 | 0 | 48 | 120 | 168 | 360 | 456 | 600 | 528 | 336 | 384 | 360 | 336 | 312 | 312 | 360 | 360 | 432 | 288 | 432 | 432 | 312 | 360 | 432 | 240 | 384 | 240 | 168 | 0 | 0 | 0 | 0 | 0 | 0 | 0 | 0 | 0 | 0 | 0 | 0 | 0 | 0 | 0
Global Horiz. | 0 | 0 | 0 | 0 | 0 | 0 | 0 | 0 | 0 | 0 | 0 | 0 | 0 | 0 | 0 | 0 | 0 | 0 | 0 | 0 | 0 | 0 | 0 | 0 | 0.218 | 0.704 | 2.416 | 3.932 | 6.31 | 12.999 | 19.464 | 30.625 | 26.622 | 28.299 | 24.421 | 31.441 | 27.677 | 29 | 35.326 | 38.544 | 45.408 | 49.626 | 45.619 | 52.34 | 60.757 | 72.218 | 59.83 | 67.86 | 65.795 | 62.692 | 60.515 | 50.631 | 39.448 | 30.699 | 26.031 | 11.2 | 1.818 | 0.627 | 0 | 0 | 0 | 0 | 0 | 0 | 0 | 0
Global Ost | 0 | 0 | 0 | 0 | 0 | 0 | 0 | 0 | 0 | 0 | 0 | 0 | 0 | 0 | 0 | 0 | 0 | 0 | 0 | 0 | 0 | 0 | 0 | 0 | 0.463 | 1.533 | 3.818 | 5.084 | 7.178 | 13.385 | 16.838 | 14.951 | 10.985 | 12.142 | 11.351 | 10.906 | 12.287 | 13.766 | 19.348 | 19.995 | 25.353 | 22.414 | 25.161 | 28.97 | 27.475 | 27.284 | 30.367 | 29.599 | 22.479 | 20.855 | 12.685 | 7.717 | 3.935 | 2.575 | 0.787 | 0.156 | 0 | 0 | 0 | 0 | 0 | 0 | 0 | 0 | 0 | 0
Global Süd | 0 | 0 | 0 | 0 | 0 | 0 | 0 | 0 | 0 | 0 | 0 | 0 | 0 | 0 | 0 | 0 | 0 | 0 | 0 | 0 | 0 | 0 | 0 | 0 | 0.362 | 1.42 | 4.328 | 7.209 | 11.49 | 22.961 | 31.79 | 49.134 | 45.034 | 41.265 | 32.95 | 39.686 | 32.88 | 34.039 | 32.373 | 38.915 | 36.402 | 40.545 | 29.545 | 36.464 | 39.446 | 41.337 | 32.411 | 35.758 | 37.299 | 33.978 | 32.469 | 27.11 | 19.831 | 15.786 | 13.183 | 6.222 | 1.114 | 0.387 | 0 | 0 | 0 | 0 | 0 | 0 | 0 | 0
Global West | 0 | 0 | 0 | 0 | 0 | 0 | 0 | 0 | 0 | 0 | 0 | 0 | 0 | 0 | 0 | 0 | 0 | 0 | 0 | 0 | 0 | 0 | 0 | 0 | 0 | 0 | 0 | 0 | 0.947 | 3.46 | 2.844 | 11.518 | 15.714 | 17.497 | 12.477 | 14.102 | 13.306 | 15.267 | 15.193 | 16.027 | 17.25 | 18.275 | 19.4 | 16.195 | 21.585 | 30.638 | 23.668 | 27.393 | 29.556 | 24.178 | 33.4 | 31.29 | 28.033 | 23.077 | 23.986 | 9.352 | 1.723 | 0.595 | 0 | 0 | 0 | 0 | 0 | 0 | 0 | 0
Global Nord | 0 | 0 | 0 | 0 | 0 | 0 | 0 | 0 | 0 | 0 | 0 | 0 | 0 | 0 | 0 | 0 | 0 | 0 | 0 | 0 | 0 | 0 | 0 | 0 | 0 | 0 | 0 | 0 | 0 | 0 | 0 | 0 | 0 | 0 | 0 | 0 | 0.157 | 0.175 | 0.15 | 0.311 | 1.094 | 1.72 | 1.466 | 2.417 | 3.119 | 2.488 | 3.054 | 4.465 | 4.361 | 5.381 | 3.787 | 3.201 | 2.047 | 1.913 | 0.468 | 0.15 | 0 | 0 | 0 | 0 | 0 | 0 | 0 | 0 | 0 | 0
Station | LUZ
Luzern
Bintemperatur | -25 | -24 | -23 | -22 | -21 | -20 | -19 | -18 | -17 | -16 | -15 | -14 | -13 | -12 | -11 | -10 | -9 | -8 | -7 | -6 | -5 | -4 | -3 | -2 | -1 | 0 | 1 | 2 | 3 | 4 | 5 | 6 | 7 | 8 | 9 | 10 | 11 | 12 | 13 | 14 | 15 | 16 | 17 | 18 | 19 | 20 | 21 | 22 | 23 | 24 | 25 | 26 | 27 | 28 | 29 | 30 | 31 | 32 | 33 | 34 | 35 | 36 | 37 | 38 | 39 | 40
Stunden (Ta Stundewerte) | 0 | 0 | 0 | 0 | 0 | 0 | 0 | 0 | 0 | 0 | 0 | 0 | 0 | 0 | 0 | 0 | 1 | 5 | 42 | 67 | 83 | 58 | 130 | 198 | 209 | 256 | 346 | 309 | 370 | 470 | 364 | 310 | 341 | 349 | 372 | 389 | 354 | 368 | 362 | 335 | 376 | 411 | 367 | 304 | 262 | 197 | 157 | 106 | 116 | 85 | 79 | 59 | 37 | 29 | 30 | 25 | 13 | 11 | 6 | 2 | 0 | 0 | 0 | 0 | 0 | 0
Stunden (Ta Tagesmittel) | 0 | 0 | 0 | 0 | 0 | 0 | 0 | 0 | 0 | 0 | 0 | 0 | 0 | 0 | 0 | 0 | 0 | 0 | 24 | 24 | 96 | 120 | 96 | 144 | 192 | 192 | 336 | 336 | 312 | 504 | 408 | 336 | 288 | 432 | 384 | 408 | 432 | 384 | 312 | 432 | 360 | 336 | 408 | 240 | 240 | 312 | 216 | 144 | 120 | 120 | 24 | 48 | 0 | 0 | 0 | 0 | 0 | 0 | 0 | 0 | 0 | 0 | 0 | 0 | 0 | 0
Global Horiz. | 0 | 0 | 0 | 0 | 0 | 0 | 0 | 0 | 0 | 0 | 0 | 0 | 0 | 0 | 0 | 0 | 0 | 0 | 0 | 0.154 | 1.13 | 2.141 | 3.149 | 4.637 | 3.835 | 3.6 | 7.023 | 7.038 | 8.718 | 9.496 | 15.593 | 15.966 | 19.076 | 22.013 | 21.612 | 27.71 | 25.884 | 35.794 | 37.159 | 47.753 | 37.536 | 52.263 | 59.353 | 51.781 | 51.465 | 47.668 | 45.373 | 30.532 | 41.442 | 32.515 | 39.971 | 29.411 | 17.751 | 13.818 | 14.577 | 14.52 | 7.536 | 6.293 | 3.644 | 1.267 | 0 | 0 | 0 | 0 | 0 | 0
Global Ost | 0 | 0 | 0 | 0 | 0 | 0 | 0 | 0 | 0 | 0 | 0 | 0 | 0 | 0 | 0 | 0 | 0 | 0 | 0.348 | 0.189 | 1.888 | 1.155 | 1.892 | 3.895 | 3.715 | 3.156 | 6.323 | 4.136 | 6.659 | 7.308 | 11.858 | 9.494 | 11.545 | 14.613 | 14.361 | 17.571 | 18.842 | 20.418 | 20.251 | 23.98 | 23.081 | 22.979 | 26.893 | 24.844 | 22.467 | 20.193 | 19.288 | 14.424 | 16.955 | 10.061 | 11.983 | 7.916 | 3.882 | 3.727 | 2.386 | 2.745 | 0.706 | 0.564 | 0.468 | 0.153 | 0 | 0 | 0 | 0 | 0 | 0
Global Süd | 0 | 0 | 0 | 0 | 0 | 0 | 0 | 0 | 0 | 0 | 0 | 0 | 0 | 0 | 0 | 0 | 0 | 0 | 0.36 | 0.244 | 2.136 | 3.122 | 5.351 | 9.704 | 8.564 | 7.144 | 12.741 | 10.611 | 11.839 | 13.045 | 19.69 | 15.788 | 18.518 | 23.446 | 19.229 | 25.007 | 22.367 | 33.902 | 31.617 | 36.783 | 27.012 | 36.114 | 36.972 | 30.67 | 26.654 | 22.65 | 22.368 | 17.205 | 21.417 | 16.128 | 21.1 | 14.887 | 9.671 | 8.003 | 6.798 | 8.333 | 3.711 | 3.736 | 2.132 | 0.824 | 0 | 0 | 0 | 0 | 0 | 0
Global West | 0 | 0 | 0 | 0 | 0 | 0 | 0 | 0 | 0 | 0 | 0 | 0 | 0 | 0 | 0 | 0 | 0 | 0 | 0 | 0 | 0 | 0.645 | 1.839 | 1.832 | 0.896 | 1.721 | 3.52 | 2.465 | 2.992 | 3.076 | 3.802 | 5.429 | 4.394 | 6.908 | 5.463 | 8.767 | 7.608 | 10.778 | 10.786 | 16.452 | 16.435 | 19.69 | 20.219 | 23.232 | 20.167 | 17.961 | 19.928 | 12.681 | 16.4 | 16.485 | 19.712 | 16.77 | 11.615 | 6.689 | 9.559 | 8.576 | 5.067 | 4.472 | 2.653 | 0.945 | 0 | 0 | 0 | 0 | 0 | 0
Global Nord | 0 | 0 | 0 | 0 | 0 | 0 | 0 | 0 | 0 | 0 | 0 | 0 | 0 | 0 | 0 | 0 | 0 | 0 | 0 | 0 | 0 | 0.392 | 0.534 | 0.55 | 0.338 | 0.359 | 0.643 | 0 | 0.304 | 0.186 | 0.353 | 0.487 | 0.892 | 0.492 | 0.808 | 1.099 | 1.007 | 0.785 | 1.633 | 2.903 | 3.516 | 3.505 | 3.557 | 4.141 | 4.317 | 5.49 | 3.946 | 1.634 | 3.929 | 3.742 | 3.678 | 2.564 | 1.439 | 1.821 | 0.977 | 1.406 | 0.637 | 0.324 | 0.461 | 0.153 | 0 | 0 | 0 | 0 | 0 | 0
Station | MAG
Magadino
Bintemperatur | -25 | -24 | -23 | -22 | -21 | -20 | -19 | -18 | -17 | -16 | -15 | -14 | -13 | -12 | -11 | -10 | -9 | -8 | -7 | -6 | -5 | -4 | -3 | -2 | -1 | 0 | 1 | 2 | 3 | 4 | 5 | 6 | 7 | 8 | 9 | 10 | 11 | 12 | 13 | 14 | 15 | 16 | 17 | 18 | 19 | 20 | 21 | 22 | 23 | 24 | 25 | 26 | 27 | 28 | 29 | 30 | 31 | 32 | 33 | 34 | 35 | 36 | 37 | 38 | 39 | 40
Stunden (Ta Stundewerte) | 0 | 0 | 0 | 0 | 0 | 0 | 0 | 0 | 0 | 0 | 0 | 0 | 0 | 0 | 0 | 0 | 0 | 0 | 3 | 10 | 23 | 47 | 75 | 120 | 206 | 234 | 301 | 323 | 287 | 275 | 262 | 311 | 337 | 347 | 399 | 337 | 334 | 326 | 373 | 393 | 320 | 346 | 339 | 312 | 309 | 342 | 294 | 245 | 199 | 170 | 152 | 110 | 121 | 93 | 65 | 16 | 4 | 0 | 0 | 0 | 0 | 0 | 0 | 0 | 0 | 0
Stunden (Ta Tagesmittel) | 0 | 0 | 0 | 0 | 0 | 0 | 0 | 0 | 0 | 0 | 0 | 0 | 0 | 0 | 0 | 0 | 0 | 0 | 0 | 0 | 0 | 0 | 48 | 24 | 96 | 216 | 336 | 384 | 288 | 480 | 264 | 264 | 456 | 456 | 360 | 192 | 360 | 240 | 432 | 264 | 360 | 408 | 456 | 312 | 360 | 264 | 264 | 480 | 336 | 264 | 96 | 0 | 0 | 0 | 0 | 0 | 0 | 0 | 0 | 0 | 0 | 0 | 0 | 0 | 0 | 0
Global Horiz. | 0 | 0 | 0 | 0 | 0 | 0 | 0 | 0 | 0 | 0 | 0 | 0 | 0 | 0 | 0 | 0 | 0 | 0 | 0 | 0 | 0 | 0 | 0.185 | 0.386 | 1.053 | 1.404 | 2.736 | 5.942 | 8.526 | 11.446 | 13.822 | 14.333 | 17.651 | 19.4 | 22.686 | 22.333 | 33.976 | 32.405 | 29.378 | 37.257 | 37.119 | 38.638 | 40.065 | 44.846 | 51.647 | 57.332 | 59.655 | 67.945 | 78.174 | 61.66 | 61.1 | 54.527 | 62.469 | 51.607 | 37.152 | 10.282 | 2.39 | 0 | 0 | 0 | 0 | 0 | 0 | 0 | 0 | 0
Global Ost | 0 | 0 | 0 | 0 | 0 | 0 | 0 | 0 | 0 | 0 | 0 | 0 | 0 | 0 | 0 | 0 | 0 | 0 | 0 | 0 | 0.573 | 0.231 | 1.031 | 2.063 | 2.955 | 3.355 | 5.255 | 8.063 | 6.962 | 8.263 | 9.653 | 10.479 | 8.107 | 9.684 | 16.701 | 11.009 | 15.561 | 16.875 | 14.853 | 15.978 | 17.313 | 20.897 | 20.666 | 20.065 | 25.832 | 24.74 | 28.112 | 28.331 | 26.274 | 21.181 | 20.422 | 15.58 | 12.486 | 6.457 | 1.688 | 0.325 | 0 | 0 | 0 | 0 | 0 | 0 | 0 | 0 | 0 | 0
Global Süd | 0 | 0 | 0 | 0 | 0 | 0 | 0 | 0 | 0 | 0 | 0 | 0 | 0 | 0 | 0 | 0 | 0 | 0 | 0 | 0 | 0.365 | 0.203 | 1.128 | 2.131 | 2.991 | 3.796 | 7.482 | 14.126 | 17.28 | 21.1 | 26.429 | 20.597 | 27.901 | 31.652 | 33.837 | 29.247 | 39.729 | 33.483 | 29.577 | 33.021 | 28.291 | 28.204 | 28.374 | 30.362 | 32.424 | 34.433 | 30.868 | 35.463 | 42.616 | 33.67 | 33.645 | 28.531 | 33.943 | 26.727 | 18.701 | 5.752 | 1.348 | 0 | 0 | 0 | 0 | 0 | 0 | 0 | 0 | 0
Global West | 0 | 0 | 0 | 0 | 0 | 0 | 0 | 0 | 0 | 0 | 0 | 0 | 0 | 0 | 0 | 0 | 0 | 0 | 0 | 0 | 0 | 0 | 0 | 0 | 0 | 0 | 0 | 1.399 | 3.758 | 3.172 | 6.806 | 4.486 | 7.758 | 9.708 | 8.975 | 8.843 | 15.293 | 12.688 | 14.14 | 16.036 | 16.102 | 18.649 | 14.993 | 17.717 | 17.032 | 20.741 | 24.551 | 31.951 | 35.572 | 29.284 | 27.596 | 25.123 | 35.125 | 34.28 | 31.027 | 7.922 | 2.128 | 0 | 0 | 0 | 0 | 0 | 0 | 0 | 0 | 0
Global Nord | 0 | 0 | 0 | 0 | 0 | 0 | 0 | 0 | 0 | 0 | 0 | 0 | 0 | 0 | 0 | 0 | 0 | 0 | 0 | 0 | 0 | 0 | 0 | 0 | 0 | 0 | 0 | 0 | 0 | 0 | 0 | 0 | 0.151 | 0 | 0 | 0.368 | 0.18 | 0.639 | 0.313 | 0.315 | 0.314 | 0.313 | 0.351 | 0.962 | 0.778 | 0.936 | 3.392 | 2.514 | 3.997 | 2.686 | 2.787 | 3.783 | 3.272 | 2.964 | 0.919 | 0.314 | 0 | 0 | 0 | 0 | 0 | 0 | 0 | 0 | 0 | 0
Station | MVE
Montana
Bintemperatur | -25 | -24 | -23 | -22 | -21 | -20 | -19 | -18 | -17 | -16 | -15 | -14 | -13 | -12 | -11 | -10 | -9 | -8 | -7 | -6 | -5 | -4 | -3 | -2 | -1 | 0 | 1 | 2 | 3 | 4 | 5 | 6 | 7 | 8 | 9 | 10 | 11 | 12 | 13 | 14 | 15 | 16 | 17 | 18 | 19 | 20 | 21 | 22 | 23 | 24 | 25 | 26 | 27 | 28 | 29 | 30 | 31 | 32 | 33 | 34 | 35 | 36 | 37 | 38 | 39 | 40
Stunden (Ta Stundewerte) | 0 | 0 | 0 | 0 | 0 | 0 | 0 | 0 | 5 | 3 | 4 | 6 | 13 | 20 | 25 | 50 | 44 | 86 | 67 | 90 | 173 | 206 | 217 | 283 | 411 | 364 | 437 | 476 | 390 | 400 | 464 | 371 | 436 | 407 | 414 | 427 | 385 | 325 | 308 | 274 | 223 | 198 | 141 | 144 | 117 | 98 | 71 | 75 | 55 | 27 | 14 | 9 | 6 | 1 | 0 | 0 | 0 | 0 | 0 | 0 | 0 | 0 | 0 | 0 | 0 | 0
Stunden (Ta Tagesmittel) | 0 | 0 | 0 | 0 | 0 | 0 | 0 | 0 | 0 | 0 | 0 | 0 | 24 | 24 | 0 | 48 | 48 | 72 | 48 | 144 | 120 | 120 | 264 | 240 | 216 | 576 | 528 | 408 | 480 | 408 | 408 | 360 | 504 | 408 | 384 | 504 | 408 | 264 | 264 | 336 | 216 | 216 | 312 | 240 | 72 | 48 | 48 | 0 | 0 | 0 | 0 | 0 | 0 | 0 | 0 | 0 | 0 | 0 | 0 | 0 | 0 | 0 | 0 | 0 | 0 | 0
Global Horiz. | 0 | 0 | 0 | 0 | 0 | 0 | 0 | 0 | 0 | 0 | 0.16 | 0.306 | 0 | 0.58 | 1.146 | 3.296 | 3.494 | 2.544 | 4.487 | 4.405 | 6.757 | 13.209 | 10.111 | 8.995 | 14.776 | 16.108 | 26.051 | 31.359 | 27.914 | 29.323 | 44.9 | 44.888 | 54.042 | 50.247 | 69.437 | 76.079 | 66.743 | 66.944 | 59.418 | 62.997 | 66.612 | 56.648 | 43.867 | 51.826 | 55.305 | 47.413 | 36.74 | 41.87 | 35.102 | 16.628 | 9.355 | 6.701 | 3.756 | 0.714 | 0 | 0 | 0 | 0 | 0 | 0 | 0 | 0 | 0 | 0 | 0 | 0
Global Ost | 0 | 0 | 0 | 0 | 0 | 0 | 0 | 0 | 0 | 0 | 0.601 | 0.631 | 0 | 1.041 | 2.686 | 3.572 | 2.048 | 2.988 | 5.117 | 5.742 | 8.006 | 8.702 | 9.157 | 8.818 | 11.937 | 13.443 | 18.204 | 26.453 | 24.979 | 30.349 | 33.181 | 35.515 | 33.66 | 33.249 | 38.047 | 37.453 | 33.301 | 34.31 | 35.24 | 27.639 | 28.318 | 25.396 | 24.947 | 20.241 | 18.988 | 13.427 | 7.055 | 6.446 | 5.066 | 1.177 | 1.142 | 0.251 | 0.176 | 0.15 | 0 | 0 | 0 | 0 | 0 | 0 | 0 | 0 | 0 | 0 | 0 | 0
Global Süd | 0 | 0 | 0 | 0 | 0 | 0 | 0 | 0 | 0 | 0 | 0.501 | 0.765 | 0 | 1.397 | 3.429 | 7.517 | 7.667 | 5.818 | 10.009 | 9.343 | 14.395 | 25.558 | 16.02 | 10.911 | 20.704 | 27.184 | 39.912 | 47.413 | 47.714 | 56.078 | 68.587 | 66.235 | 64.239 | 44.399 | 61.274 | 60.246 | 45.018 | 50.502 | 34.89 | 39.637 | 42.423 | 34.426 | 25.52 | 31.817 | 32.561 | 28.481 | 20.325 | 22.286 | 19.045 | 9.62 | 5.081 | 4.161 | 2.333 | 0.406 | 0 | 0 | 0 | 0 | 0 | 0 | 0 | 0 | 0 | 0 | 0 | 0
Global West | 0 | 0 | 0 | 0 | 0 | 0 | 0 | 0 | 0 | 0 | 0 | 0 | 0 | 0.171 | 0.7 | 2.399 | 3.095 | 2.53 | 3.388 | 2.294 | 4.493 | 12.038 | 5.91 | 2.679 | 6.061 | 10.347 | 17.931 | 13.609 | 12.165 | 16.516 | 23.866 | 25.906 | 25.174 | 16.839 | 30.285 | 32.487 | 29.201 | 29.199 | 16.598 | 28.694 | 34.005 | 26.403 | 15.085 | 24.859 | 26.805 | 22.544 | 21.637 | 26.791 | 21.006 | 9.569 | 4.792 | 4.161 | 2.932 | 0.4 | 0 | 0 | 0 | 0 | 0 | 0 | 0 | 0 | 0 | 0 | 0 | 0
Global Nord | 0 | 0 | 0 | 0 | 0 | 0 | 0 | 0 | 0 | 0 | 0 | 0 | 0 | 0.179 | 0.201 | 0.568 | 0.728 | 0.418 | 1.128 | 0.751 | 2.323 | 3.715 | 2.223 | 1.639 | 1.859 | 1.962 | 2.896 | 2.572 | 2.589 | 4.692 | 5.107 | 6.803 | 4.364 | 3.511 | 5.887 | 5.717 | 2.162 | 3.202 | 3.112 | 1.712 | 2.263 | 1.151 | 0.994 | 0.819 | 0.611 | 1.147 | 0.497 | 0.634 | 0.474 | 0.306 | 0.157 | 0.152 | 0.159 | 0 | 0 | 0 | 0 | 0 | 0 | 0 | 0 | 0 | 0 | 0 | 0 | 0
Station | NEU
Neuchâtel
Bintemperatur | -25 | -24 | -23 | -22 | -21 | -20 | -19 | -18 | -17 | -16 | -15 | -14 | -13 | -12 | -11 | -10 | -9 | -8 | -7 | -6 | -5 | -4 | -3 | -2 | -1 | 0 | 1 | 2 | 3 | 4 | 5 | 6 | 7 | 8 | 9 | 10 | 11 | 12 | 13 | 14 | 15 | 16 | 17 | 18 | 19 | 20 | 21 | 22 | 23 | 24 | 25 | 26 | 27 | 28 | 29 | 30 | 31 | 32 | 33 | 34 | 35 | 36 | 37 | 38 | 39 | 40
Stunden (Ta Stundewerte) | 0 | 0 | 0 | 0 | 0 | 0 | 0 | 0 | 0 | 0 | 0 | 0 | 0 | 0 | 0 | 6 | 5 | 7 | 29 | 19 | 19 | 37 | 32 | 92 | 117 | 249 | 349 | 421 | 394 | 482 | 394 | 390 | 370 | 332 | 322 | 351 | 380 | 392 | 387 | 371 | 308 | 325 | 327 | 334 | 292 | 260 | 205 | 199 | 144 | 130 | 80 | 81 | 50 | 27 | 24 | 11 | 9 | 5 | 1 | 1 | 0 | 0 | 0 | 0 | 0 | 0
Stunden (Ta Tagesmittel) | 0 | 0 | 0 | 0 | 0 | 0 | 0 | 0 | 0 | 0 | 0 | 0 | 0 | 0 | 0 | 0 | 0 | 24 | 24 | 0 | 24 | 24 | 48 | 48 | 96 | 216 | 384 | 360 | 552 | 480 | 312 | 384 | 384 | 360 | 312 | 288 | 360 | 336 | 552 | 408 | 360 | 216 | 408 | 192 | 456 | 216 | 384 | 216 | 168 | 72 | 72 | 0 | 24 | 0 | 0 | 0 | 0 | 0 | 0 | 0 | 0 | 0 | 0 | 0 | 0 | 0
Global Horiz. | 0 | 0 | 0 | 0 | 0 | 0 | 0 | 0 | 0 | 0 | 0 | 0 | 0 | 0 | 0 | 0 | 0 | 0.177 | 0.581 | 0.433 | 0.916 | 1.391 | 1.178 | 4.502 | 4.243 | 5.341 | 5.213 | 8.12 | 7.139 | 18.951 | 14.186 | 19.835 | 24.413 | 23.897 | 23.764 | 35.619 | 33.107 | 36.433 | 39.576 | 40.147 | 49.169 | 43.441 | 54.628 | 57.729 | 55.861 | 57.948 | 53.785 | 59.835 | 46.526 | 49.74 | 40.158 | 35.7 | 25.333 | 12.979 | 11.811 | 5.907 | 3.74 | 2.321 | 0.81 | 0.728 | 0 | 0 | 0 | 0 | 0 | 0
Global Ost | 0 | 0 | 0 | 0 | 0 | 0 | 0 | 0 | 0 | 0 | 0 | 0 | 0 | 0 | 0 | 0 | 0 | 0 | 0 | 0.205 | 1.605 | 0.464 | 1.145 | 4.843 | 4.023 | 5.192 | 3.719 | 6.657 | 5.123 | 9.905 | 10.373 | 10.853 | 16.418 | 12.308 | 17.779 | 17.919 | 19.666 | 22.755 | 22.555 | 21.799 | 24.977 | 25.153 | 27.658 | 28.247 | 27.055 | 27.439 | 27.491 | 22.624 | 15.453 | 14.834 | 8.68 | 6.396 | 3.687 | 2.075 | 1.589 | 0.409 | 0.187 | 0 | 0.172 | 0.158 | 0 | 0 | 0 | 0 | 0 | 0
Global Süd | 0 | 0 | 0 | 0 | 0 | 0 | 0 | 0 | 0 | 0 | 0 | 0 | 0 | 0 | 0 | 0 | 0 | 0.189 | 0.713 | 0.766 | 1.983 | 2.852 | 2.478 | 9.628 | 9.434 | 10.436 | 10.27 | 14.431 | 10.667 | 31.895 | 17.83 | 21.042 | 25.939 | 24.508 | 22.486 | 35.713 | 31.144 | 32.178 | 30.664 | 27.553 | 32.086 | 29.7 | 33.819 | 35.854 | 32.587 | 29.282 | 30.138 | 32.927 | 24.318 | 26.885 | 22.135 | 19.825 | 14.856 | 6.538 | 6.12 | 3.09 | 1.736 | 0.908 | 0.489 | 0.423 | 0 | 0 | 0 | 0 | 0 | 0
Global West | 0 | 0 | 0 | 0 | 0 | 0 | 0 | 0 | 0 | 0 | 0 | 0 | 0 | 0 | 0 | 0 | 0 | 0 | 0 | 0.501 | 0.265 | 1.083 | 0.723 | 3.064 | 3.664 | 2.121 | 2.415 | 3.662 | 3.416 | 8.689 | 3.519 | 8.622 | 7.47 | 9.156 | 8.044 | 15.908 | 11.086 | 12.691 | 11.671 | 13.673 | 15.748 | 16.746 | 18.907 | 21.829 | 25.694 | 24.813 | 16.597 | 25.815 | 23.717 | 24.759 | 20.488 | 21.057 | 15.724 | 9.933 | 7.985 | 4.742 | 3.557 | 2.403 | 0.267 | 0.402 | 0 | 0 | 0 | 0 | 0 | 0
Global Nord | 0 | 0 | 0 | 0 | 0 | 0 | 0 | 0 | 0 | 0 | 0 | 0 | 0 | 0 | 0 | 0 | 0 | 0 | 0 | 0 | 0 | 0 | 0 | 1.168 | 0.384 | 0 | 0.15 | 0 | 0 | 0 | 0 | 0 | 0.158 | 0.513 | 0.323 | 0.315 | 0.471 | 0.488 | 1.177 | 1.047 | 2.261 | 2.32 | 2.39 | 1.787 | 3.803 | 4.249 | 2.826 | 3.513 | 2.198 | 1.861 | 2.506 | 2.217 | 1.58 | 0.786 | 0.951 | 0.154 | 0.165 | 0 | 0.158 | 0.153 | 0 | 0 | 0 | 0 | 0 | 0
Station | PAY
Payerne
Bintemperatur | -25 | -24 | -23 | -22 | -21 | -20 | -19 | -18 | -17 | -16 | -15 | -14 | -13 | -12 | -11 | -10 | -9 | -8 | -7 | -6 | -5 | -4 | -3 | -2 | -1 | 0 | 1 | 2 | 3 | 4 | 5 | 6 | 7 | 8 | 9 | 10 | 11 | 12 | 13 | 14 | 15 | 16 | 17 | 18 | 19 | 20 | 21 | 22 | 23 | 24 | 25 | 26 | 27 | 28 | 29 | 30 | 31 | 32 | 33 | 34 | 35 | 36 | 37 | 38 | 39 | 40
Stunden (Ta Stundewerte) | 0 | 0 | 0 | 0 | 0 | 0 | 0 | 0 | 0 | 0 | 0 | 0 | 5 | 3 | 3 | 6 | 18 | 17 | 41 | 56 | 56 | 96 | 117 | 169 | 311 | 323 | 334 | 350 | 379 | 397 | 356 | 395 | 386 | 348 | 328 | 409 | 355 | 351 | 324 | 354 | 317 | 312 | 268 | 259 | 238 | 216 | 162 | 171 | 129 | 130 | 93 | 71 | 34 | 25 | 24 | 11 | 8 | 5 | 0 | 0 | 0 | 0 | 0 | 0 | 0 | 0
Stunden (Ta Tagesmittel) | 0 | 0 | 0 | 0 | 0 | 0 | 0 | 0 | 0 | 0 | 0 | 0 | 0 | 0 | 0 | 0 | 24 | 24 | 24 | 48 | 0 | 120 | 96 | 192 | 168 | 456 | 408 | 336 | 408 | 264 | 312 | 384 | 408 | 408 | 264 | 264 | 408 | 528 | 456 | 288 | 384 | 120 | 288 | 336 | 552 | 240 | 264 | 192 | 96 | 0 | 0 | 0 | 0 | 0 | 0 | 0 | 0 | 0 | 0 | 0 | 0 | 0 | 0 | 0 | 0 | 0
Global Horiz. | 0 | 0 | 0 | 0 | 0 | 0 | 0 | 0 | 0 | 0 | 0 | 0 | 0 | 0 | 0 | 0 | 0 | 0 | 0.683 | 2.053 | 1.927 | 1.88 | 5.698 | 6.976 | 5.708 | 7.037 | 9.711 | 11.318 | 17.444 | 12.935 | 16.461 | 19.105 | 22.047 | 24.564 | 27 | 36.672 | 35.955 | 31.943 | 42.28 | 47.728 | 48.062 | 58.842 | 50.654 | 57.093 | 62.989 | 61.325 | 50.619 | 60.902 | 55.224 | 61.369 | 50.054 | 35.275 | 18.74 | 12.943 | 11.879 | 5.549 | 4.703 | 2.291 | 0 | 0 | 0 | 0 | 0 | 0 | 0 | 0
Global Ost | 0 | 0 | 0 | 0 | 0 | 0 | 0 | 0 | 0 | 0 | 0 | 0 | 0 | 0 | 0 | 0 | 0 | 0 | 0.943 | 0.964 | 1.981 | 2.299 | 5.845 | 6.676 | 6.433 | 5.936 | 7.686 | 5.384 | 7.882 | 10.778 | 11.578 | 13.605 | 16.914 | 20.318 | 14.828 | 25.114 | 20.502 | 19.143 | 32.379 | 23.062 | 30.721 | 25.792 | 23.454 | 27.155 | 27.521 | 26.664 | 19.835 | 23.075 | 15.589 | 12.305 | 12.034 | 4.953 | 2.79 | 1.015 | 1.076 | 0.151 | 0.313 | 0 | 0 | 0 | 0 | 0 | 0 | 0 | 0 | 0
Global Süd | 0 | 0 | 0 | 0 | 0 | 0 | 0 | 0 | 0 | 0 | 0 | 0 | 0 | 0 | 0 | 0 | 0 | 0 | 1.197 | 3.894 | 3.539 | 3.762 | 11.739 | 14.537 | 11.151 | 12.002 | 13.93 | 17.963 | 28.642 | 17.016 | 16.473 | 17.049 | 21.122 | 23.165 | 23.332 | 33.044 | 29.963 | 28.523 | 28.733 | 35.933 | 29.664 | 38.458 | 33.322 | 34.215 | 37.567 | 31.43 | 27.926 | 33.156 | 30.125 | 31.4 | 27.229 | 18.524 | 10.429 | 6.81 | 6.392 | 2.661 | 2.359 | 0.809 | 0 | 0 | 0 | 0 | 0 | 0 | 0 | 0
Global West | 0 | 0 | 0 | 0 | 0 | 0 | 0 | 0 | 0 | 0 | 0 | 0 | 0 | 0 | 0 | 0 | 0 | 0 | 0 | 1.872 | 1.001 | 0.966 | 3.513 | 3.831 | 3.665 | 3.537 | 2.901 | 4.3 | 10.839 | 5.312 | 6.557 | 10.297 | 4.671 | 11.408 | 10.416 | 15.909 | 13.921 | 13.625 | 9.287 | 17.61 | 16.801 | 26.955 | 24.512 | 28.841 | 28.636 | 29.505 | 24.051 | 24.79 | 28.792 | 38.935 | 28.913 | 24.356 | 13.465 | 10.364 | 9.97 | 5.251 | 4.214 | 2.67 | 0 | 0 | 0 | 0 | 0 | 0 | 0 | 0
Global Nord | 0 | 0 | 0 | 0 | 0 | 0 | 0 | 0 | 0 | 0 | 0 | 0 | 0 | 0 | 0 | 0 | 0 | 0 | 0 | 0.391 | 0 | 0.168 | 0.563 | 0.7 | 0.166 | 0.326 | 0.364 | 0.547 | 0.794 | 0.327 | 0.79 | 0.793 | 1.194 | 1.748 | 1.001 | 1.391 | 2.512 | 0.809 | 2.444 | 2.69 | 3.049 | 4.798 | 3.29 | 3.52 | 4.227 | 4.383 | 4.237 | 5.807 | 4.867 | 4.992 | 6.023 | 3.076 | 1.602 | 0.847 | 1.014 | 0.151 | 0.317 | 0 | 0 | 0 | 0 | 0 | 0 | 0 | 0 | 0
Station | ROB
Robbia
Bintemperatur | -25 | -24 | -23 | -22 | -21 | -20 | -19 | -18 | -17 | -16 | -15 | -14 | -13 | -12 | -11 | -10 | -9 | -8 | -7 | -6 | -5 | -4 | -3 | -2 | -1 | 0 | 1 | 2 | 3 | 4 | 5 | 6 | 7 | 8 | 9 | 10 | 11 | 12 | 13 | 14 | 15 | 16 | 17 | 18 | 19 | 20 | 21 | 22 | 23 | 24 | 25 | 26 | 27 | 28 | 29 | 30 | 31 | 32 | 33 | 34 | 35 | 36 | 37 | 38 | 39 | 40
Stunden (Ta Stundewerte) | 0 | 0 | 0 | 0 | 0 | 0 | 0 | 0 | 2 | 3 | 9 | 7 | 5 | 20 | 19 | 36 | 40 | 50 | 67 | 112 | 135 | 210 | 264 | 292 | 342 | 353 | 396 | 359 | 342 | 376 | 338 | 325 | 351 | 382 | 362 | 443 | 497 | 422 | 325 | 341 | 288 | 276 | 180 | 162 | 145 | 105 | 101 | 67 | 75 | 66 | 37 | 21 | 11 | 1 | 0 | 0 | 0 | 0 | 0 | 0 | 0 | 0 | 0 | 0 | 0 | 0
Stunden (Ta Tagesmittel) | 0 | 0 | 0 | 0 | 0 | 0 | 0 | 0 | 0 | 0 | 0 | 0 | 0 | 24 | 0 | 24 | 0 | 24 | 72 | 192 | 96 | 168 | 144 | 336 | 264 | 336 | 576 | 504 | 144 | 312 | 288 | 384 | 360 | 480 | 456 | 504 | 432 | 528 | 336 | 480 | 168 | 384 | 408 | 192 | 120 | 24 | 0 | 0 | 0 | 0 | 0 | 0 | 0 | 0 | 0 | 0 | 0 | 0 | 0 | 0 | 0 | 0 | 0 | 0 | 0 | 0
Global Horiz. | 0 | 0 | 0 | 0 | 0 | 0 | 0 | 0 | 0 | 0 | 0 | 0.196 | 0 | 0.201 | 0 | 0.396 | 0 | 1.043 | 0.861 | 2.91 | 3.858 | 3.407 | 6.873 | 6.811 | 8.046 | 12.318 | 12.392 | 19.13 | 23.349 | 20.218 | 22.854 | 17.41 | 28.545 | 27.387 | 34.698 | 48.68 | 53.787 | 53.296 | 42.114 | 54.648 | 64.06 | 71.963 | 53.793 | 60.781 | 60.231 | 46.064 | 52.635 | 39.07 | 45.987 | 43.566 | 25.67 | 15.175 | 8.539 | 0.709 | 0 | 0 | 0 | 0 | 0 | 0 | 0 | 0 | 0 | 0 | 0 | 0
Global Ost | 0 | 0 | 0 | 0 | 0 | 0 | 0 | 0 | 0 | 0 | 0 | 0.308 | 0 | 0.377 | 0 | 0.551 | 0 | 1.561 | 0.724 | 2.519 | 3.811 | 3.006 | 5.383 | 5.265 | 5.303 | 8.819 | 10.372 | 12.036 | 14.48 | 11.288 | 10.693 | 7.404 | 13.823 | 11.49 | 13.38 | 16.765 | 19.39 | 17.489 | 17.77 | 21.665 | 18.995 | 26.721 | 18.618 | 19.924 | 18.919 | 17.281 | 18.998 | 9.989 | 8.926 | 8.074 | 2.932 | 1.32 | 0.349 | 0 | 0 | 0 | 0 | 0 | 0 | 0 | 0 | 0 | 0 | 0 | 0 | 0
Global Süd | 0 | 0 | 0 | 0 | 0 | 0 | 0 | 0 | 0 | 0 | 0 | 0.37 | 0 | 0.462 | 0 | 0.979 | 0 | 2.107 | 0.987 | 4.761 | 8.211 | 7.085 | 13.152 | 12.44 | 14.905 | 20.051 | 20.258 | 29.455 | 39.638 | 31.62 | 34.635 | 19.816 | 33.044 | 29.501 | 32.076 | 43.555 | 46.302 | 43.265 | 29.254 | 37.178 | 41.946 | 47.574 | 32.589 | 36.195 | 34.373 | 25.159 | 29.199 | 20.201 | 24.046 | 24.058 | 14.65 | 8.97 | 4.778 | 0.504 | 0 | 0 | 0 | 0 | 0 | 0 | 0 | 0 | 0 | 0 | 0 | 0
Global West | 0 | 0 | 0 | 0 | 0 | 0 | 0 | 0 | 0 | 0 | 0 | 0 | 0 | 0 | 0 | 0.268 | 0 | 0.728 | 0.162 | 1.761 | 3.385 | 2.88 | 5.66 | 4.376 | 4.344 | 6.486 | 7.031 | 10.363 | 12.979 | 10.146 | 11.976 | 6.909 | 7.827 | 8.833 | 10.647 | 12.148 | 13.434 | 16.874 | 9.076 | 10.295 | 17.563 | 22.978 | 17.394 | 14.187 | 22.241 | 13.364 | 13.053 | 13.704 | 19.088 | 19.186 | 12.638 | 8.566 | 5.088 | 0.474 | 0 | 0 | 0 | 0 | 0 | 0 | 0 | 0 | 0 | 0 | 0 | 0
Global Nord | 0 | 0 | 0 | 0 | 0 | 0 | 0 | 0 | 0 | 0 | 0 | 0 | 0 | 0 | 0 | 0.266 | 0 | 0.723 | 0.161 | 1.714 | 2.544 | 1.886 | 3.139 | 3.03 | 2.23 | 2.993 | 4.567 | 4.963 | 6.783 | 4.182 | 4.919 | 2.019 | 1.8 | 1.525 | 1.153 | 0 | 0.704 | 0.465 | 0 | 0.15 | 0.308 | 0.507 | 0.611 | 0.463 | 0.959 | 0.46 | 0.78 | 0.771 | 0.783 | 0.614 | 0.625 | 0.154 | 0 | 0 | 0 | 0 | 0 | 0 | 0 | 0 | 0 | 0 | 0 | 0 | 0 | 0
Station | SAM
Samedan
Bintemperatur | -25 | -24 | -23 | -22 | -21 | -20 | -19 | -18 | -17 | -16 | -15 | -14 | -13 | -12 | -11 | -10 | -9 | -8 | -7 | -6 | -5 | -4 | -3 | -2 | -1 | 0 | 1 | 2 | 3 | 4 | 5 | 6 | 7 | 8 | 9 | 10 | 11 | 12 | 13 | 14 | 15 | 16 | 17 | 18 | 19 | 20 | 21 | 22 | 23 | 24 | 25 | 26 | 27 | 28 | 29 | 30 | 31 | 32 | 33 | 34 | 35 | 36 | 37 | 38 | 39 | 40
Stunden (Ta Stundewerte) | 16 | 18 | 37 | 39 | 39 | 31 | 29 | 40 | 49 | 53 | 75 | 116 | 101 | 111 | 127 | 145 | 158 | 187 | 176 | 186 | 263 | 281 | 327 | 327 | 379 | 331 | 405 | 386 | 335 | 316 | 358 | 381 | 387 | 336 | 315 | 325 | 227 | 212 | 193 | 189 | 124 | 125 | 85 | 98 | 84 | 84 | 51 | 45 | 24 | 6 | 1 | 0 | 0 | 0 | 0 | 0 | 0 | 0 | 0 | 0 | 0 | 0 | 0 | 0 | 0 | 0
Stunden (Ta Tagesmittel) | 0 | 0 | 0 | 0 | 72 | 0 | 48 | 0 | 24 | 96 | 96 | 48 | 144 | 120 | 96 | 192 | 216 | 192 | 96 | 240 | 192 | 264 | 192 | 504 | 456 | 456 | 360 | 240 | 216 | 408 | 384 | 456 | 360 | 480 | 384 | 288 | 336 | 264 | 408 | 216 | 96 | 120 | 0 | 0 | 0 | 0 | 0 | 0 | 0 | 0 | 0 | 0 | 0 | 0 | 0 | 0 | 0 | 0 | 0 | 0 | 0 | 0 | 0 | 0 | 0 | 0
Global Horiz. | 0.479 | 0 | 0.262 | 1.039 | 1.099 | 0.922 | 0.577 | 2.774 | 1.71 | 1.553 | 1.675 | 4.623 | 3.921 | 3.63 | 8.296 | 5.475 | 8.518 | 11.848 | 8.347 | 14.077 | 16.256 | 18.193 | 24.597 | 20.23 | 29.481 | 25.835 | 28.437 | 43.954 | 39.675 | 29.974 | 37.93 | 53.729 | 57.314 | 52.172 | 58.199 | 52.866 | 57.35 | 55.662 | 59.373 | 72.722 | 48.398 | 55.093 | 38.397 | 49.741 | 47.828 | 51.493 | 31.87 | 32.285 | 18.603 | 4.814 | 0.745 | 0 | 0 | 0 | 0 | 0 | 0 | 0 | 0 | 0 | 0 | 0 | 0 | 0 | 0 | 0
Global Ost | 0.696 | 0 | 0.46 | 1.201 | 1.801 | 1.439 | 0.983 | 3.88 | 2.209 | 2.525 | 1.782 | 6.632 | 5.372 | 4.313 | 9.602 | 5.708 | 8.407 | 11.51 | 6.44 | 15.657 | 15.172 | 16.035 | 22.522 | 17.645 | 27.605 | 20.195 | 23.404 | 32.265 | 25.308 | 20.078 | 22.3 | 31.992 | 32.498 | 25.144 | 27.077 | 26.55 | 27.796 | 25.557 | 24.068 | 21.458 | 16.202 | 14.949 | 11.855 | 12.961 | 13.152 | 11.172 | 5.216 | 3.797 | 2.405 | 0.205 | 0 | 0 | 0 | 0 | 0 | 0 | 0 | 0 | 0 | 0 | 0 | 0 | 0 | 0 | 0 | 0
Global Süd | 0.837 | 0 | 0.625 | 1.849 | 1.978 | 2.377 | 1.297 | 6.316 | 3.966 | 3.543 | 3.43 | 10.419 | 9.302 | 8.869 | 18.552 | 13.524 | 19.528 | 25.847 | 17.401 | 28.989 | 33.48 | 36.615 | 43.707 | 38.045 | 44.811 | 38.64 | 36.854 | 56.58 | 44.48 | 31.457 | 40.942 | 54.041 | 53.895 | 39.277 | 38.306 | 31.054 | 34.516 | 35.327 | 36.607 | 40.666 | 25.262 | 33.907 | 22.656 | 27.786 | 27.798 | 30.037 | 18.17 | 18.942 | 11.133 | 2.714 | 0.361 | 0 | 0 | 0 | 0 | 0 | 0 | 0 | 0 | 0 | 0 | 0 | 0 | 0 | 0 | 0
Global West | 0.196 | 0 | 0.174 | 0.436 | 0.453 | 0.456 | 0.375 | 1.511 | 1.059 | 0.98 | 1.405 | 2.193 | 2.556 | 3.033 | 5.997 | 4.919 | 6.706 | 10.379 | 7.971 | 12.993 | 14.135 | 17.572 | 21.828 | 19.415 | 23.962 | 19.628 | 21.297 | 29.681 | 26.756 | 15.444 | 21.681 | 34.175 | 34.364 | 25.42 | 24.114 | 19.573 | 17.219 | 19.773 | 18.155 | 28.309 | 20.498 | 26.371 | 15.96 | 23.649 | 19.401 | 24.13 | 15.474 | 17.934 | 8.293 | 2.756 | 0.684 | 0 | 0 | 0 | 0 | 0 | 0 | 0 | 0 | 0 | 0 | 0 | 0 | 0 | 0 | 0
Global Nord | 0.195 | 0 | 0.172 | 0.431 | 0.45 | 0.45 | 0.373 | 1.481 | 1.038 | 0.963 | 1.087 | 2.159 | 2.039 | 1.967 | 4.414 | 2.725 | 4.651 | 6.331 | 4.24 | 6.35 | 8.185 | 8.036 | 11.757 | 9.26 | 11.641 | 10.173 | 12.361 | 15.09 | 13.209 | 9.028 | 8.708 | 12.113 | 11.997 | 9.085 | 5.394 | 1.984 | 3.096 | 1.903 | 1.447 | 4.307 | 1.254 | 1.406 | 0.931 | 0.635 | 1.732 | 1.399 | 1.129 | 0.478 | 0.457 | 0 | 0 | 0 | 0 | 0 | 0 | 0 | 0 | 0 | 0 | 0 | 0 | 0 | 0 | 0 | 0 | 0
Station | SBE
San Bernardino
Bintemperatur | -25 | -24 | -23 | -22 | -21 | -20 | -19 | -18 | -17 | -16 | -15 | -14 | -13 | -12 | -11 | -10 | -9 | -8 | -7 | -6 | -5 | -4 | -3 | -2 | -1 | 0 | 1 | 2 | 3 | 4 | 5 | 6 | 7 | 8 | 9 | 10 | 11 | 12 | 13 | 14 | 15 | 16 | 17 | 18 | 19 | 20 | 21 | 22 | 23 | 24 | 25 | 26 | 27 | 28 | 29 | 30 | 31 | 32 | 33 | 34 | 35 | 36 | 37 | 38 | 39 | 40
Stunden (Ta Stundewerte) | 0 | 0 | 0 | 0 | 0 | 0 | 0 | 0 | 0 | 4 | 10 | 17 | 38 | 57 | 71 | 90 | 94 | 169 | 201 | 239 | 270 | 321 | 413 | 398 | 418 | 365 | 362 | 371 | 372 | 380 | 417 | 337 | 385 | 382 | 346 | 368 | 349 | 298 | 264 | 225 | 199 | 166 | 130 | 85 | 64 | 49 | 26 | 10 | 0 | 0 | 0 | 0 | 0 | 0 | 0 | 0 | 0 | 0 | 0 | 0 | 0 | 0 | 0 | 0 | 0 | 0
Stunden (Ta Tagesmittel) | 0 | 0 | 0 | 0 | 0 | 0 | 0 | 0 | 0 | 0 | 0 | 0 | 48 | 48 | 48 | 24 | 72 | 120 | 192 | 288 | 264 | 384 | 552 | 336 | 432 | 360 | 336 | 552 | 216 | 336 | 432 | 264 | 432 | 408 | 384 | 216 | 384 | 480 | 432 | 240 | 312 | 120 | 48 | 0 | 0 | 0 | 0 | 0 | 0 | 0 | 0 | 0 | 0 | 0 | 0 | 0 | 0 | 0 | 0 | 0 | 0 | 0 | 0 | 0 | 0 | 0
Global Horiz. | 0 | 0 | 0 | 0 | 0 | 0 | 0 | 0 | 0 | 0 | 0 | 0 | 0.623 | 1.098 | 5.019 | 5.786 | 1.09 | 6.438 | 9.864 | 10.99 | 14.858 | 17.315 | 20.871 | 23.097 | 34.021 | 27.908 | 23.982 | 27.679 | 33.969 | 38.557 | 49.243 | 37.9 | 38.874 | 39.033 | 38.476 | 42.588 | 47.676 | 53.922 | 56.412 | 60.671 | 69.518 | 77.469 | 66.517 | 41.75 | 37.52 | 29.104 | 17.428 | 7.424 | 0 | 0 | 0 | 0 | 0 | 0 | 0 | 0 | 0 | 0 | 0 | 0 | 0 | 0 | 0 | 0 | 0 | 0
Global Ost | 0 | 0 | 0 | 0 | 0 | 0 | 0 | 0 | 0 | 0 | 0 | 0.501 | 1.766 | 2.106 | 6.002 | 6.065 | 3.128 | 9.031 | 11.648 | 12.945 | 15.948 | 18.449 | 25.226 | 20.285 | 28.215 | 22.065 | 19.742 | 23.361 | 25.118 | 30.874 | 31.398 | 24.283 | 22.682 | 25.717 | 24.504 | 20.656 | 23.246 | 23.03 | 24.172 | 29.221 | 29.951 | 28.114 | 21.12 | 17.856 | 12.771 | 8.291 | 3.515 | 0.594 | 0 | 0 | 0 | 0 | 0 | 0 | 0 | 0 | 0 | 0 | 0 | 0 | 0 | 0 | 0 | 0 | 0 | 0
Global Süd | 0 | 0 | 0 | 0 | 0 | 0 | 0 | 0 | 0 | 0 | 0 | 0.445 | 1.712 | 2.739 | 10.047 | 12.2 | 2.741 | 12.971 | 15.796 | 19.648 | 27.352 | 32.26 | 35.933 | 40.172 | 50.097 | 44.257 | 36.93 | 39.503 | 47.31 | 58.004 | 53.085 | 40.389 | 39.29 | 35.675 | 32.182 | 32.657 | 28.975 | 29.32 | 37.374 | 31.196 | 36.716 | 39.313 | 34.674 | 20.903 | 20.516 | 15.671 | 10.606 | 4.443 | 0 | 0 | 0 | 0 | 0 | 0 | 0 | 0 | 0 | 0 | 0 | 0 | 0 | 0 | 0 | 0 | 0 | 0
Global West | 0 | 0 | 0 | 0 | 0 | 0 | 0 | 0 | 0 | 0 | 0 | 0 | 0.416 | 0.598 | 4.128 | 5.167 | 0.617 | 4.402 | 7.305 | 9.596 | 11.388 | 11.608 | 13.237 | 16.586 | 23.022 | 19.267 | 15.376 | 16.554 | 21.702 | 21.568 | 22.062 | 18.49 | 13.62 | 10.055 | 7.567 | 13.531 | 14.973 | 15.942 | 14.093 | 15.519 | 16.105 | 25.49 | 24.613 | 13.49 | 13.01 | 11.012 | 6.391 | 4.094 | 0 | 0 | 0 | 0 | 0 | 0 | 0 | 0 | 0 | 0 | 0 | 0 | 0 | 0 | 0 | 0 | 0 | 0
Global Nord | 0 | 0 | 0 | 0 | 0 | 0 | 0 | 0 | 0 | 0 | 0 | 0 | 0.396 | 0.57 | 3.057 | 3.363 | 0.59 | 3.459 | 5.398 | 6.036 | 7.618 | 7.945 | 9.518 | 9.31 | 13.658 | 11.496 | 9.241 | 9.354 | 12.424 | 12.437 | 11.514 | 8.03 | 6.656 | 4.251 | 3.796 | 3.158 | 1.172 | 1.52 | 2.139 | 2.333 | 1.732 | 2.863 | 2.174 | 1.402 | 1.713 | 1.249 | 0.462 | 0.318 | 0 | 0 | 0 | 0 | 0 | 0 | 0 | 0 | 0 | 0 | 0 | 0 | 0 | 0 | 0 | 0 | 0 | 0
Station | STG
St. Gallen
Bintemperatur | -25 | -24 | -23 | -22 | -21 | -20 | -19 | -18 | -17 | -16 | -15 | -14 | -13 | -12 | -11 | -10 | -9 | -8 | -7 | -6 | -5 | -4 | -3 | -2 | -1 | 0 | 1 | 2 | 3 | 4 | 5 | 6 | 7 | 8 | 9 | 10 | 11 | 12 | 13 | 14 | 15 | 16 | 17 | 18 | 19 | 20 | 21 | 22 | 23 | 24 | 25 | 26 | 27 | 28 | 29 | 30 | 31 | 32 | 33 | 34 | 35 | 36 | 37 | 38 | 39 | 40
Stunden (Ta Stundewerte) | 0 | 0 | 0 | 0 | 0 | 0 | 0 | 0 | 0 | 0 | 0 | 0 | 5 | 10 | 31 | 25 | 30 | 47 | 37 | 46 | 98 | 155 | 175 | 283 | 322 | 306 | 419 | 431 | 318 | 344 | 374 | 355 | 353 | 288 | 357 | 345 | 379 | 364 | 395 | 406 | 352 | 300 | 282 | 242 | 229 | 158 | 121 | 108 | 84 | 65 | 46 | 34 | 15 | 17 | 3 | 6 | 0 | 0 | 0 | 0 | 0 | 0 | 0 | 0 | 0 | 0
Stunden (Ta Tagesmittel) | 0 | 0 | 0 | 0 | 0 | 0 | 0 | 0 | 0 | 0 | 0 | 0 | 0 | 0 | 48 | 0 | 24 | 72 | 48 | 24 | 96 | 48 | 264 | 288 | 240 | 360 | 408 | 360 | 360 | 384 | 480 | 408 | 216 | 264 | 312 | 432 | 408 | 240 | 408 | 552 | 312 | 528 | 264 | 168 | 168 | 144 | 216 | 72 | 48 | 48 | 24 | 24 | 0 | 0 | 0 | 0 | 0 | 0 | 0 | 0 | 0 | 0 | 0 | 0 | 0 | 0
Global Horiz. | 0 | 0 | 0 | 0 | 0 | 0 | 0 | 0 | 0 | 0 | 0 | 0 | 0.248 | 0.566 | 2.111 | 1.257 | 1.512 | 0.955 | 3.755 | 4.767 | 2.347 | 3.361 | 4.822 | 6.8 | 8.672 | 10.217 | 15.9 | 15.31 | 15.402 | 22.964 | 16.495 | 23.675 | 25.05 | 25.722 | 24.74 | 22.214 | 33.238 | 35.667 | 47.599 | 51.904 | 46.149 | 47.293 | 61.071 | 59.912 | 62.329 | 45.795 | 47.756 | 40.231 | 33.487 | 26.77 | 24.314 | 17.433 | 8.692 | 9.471 | 1.802 | 3.402 | 0 | 0 | 0 | 0 | 0 | 0 | 0 | 0 | 0 | 0
Global Ost | 0 | 0 | 0 | 0 | 0 | 0 | 0 | 0 | 0 | 0 | 0 | 0 | 0.457 | 0.828 | 1.301 | 1.121 | 1.609 | 1.059 | 3.655 | 2.537 | 1.525 | 3.779 | 2.692 | 4.988 | 7.116 | 6.36 | 11.152 | 13.601 | 8.677 | 12.708 | 10.626 | 13.516 | 12.395 | 12.53 | 10.159 | 14.01 | 15.625 | 17.858 | 27.046 | 28.453 | 27.43 | 25.597 | 23.071 | 21.516 | 17.483 | 19.552 | 19.667 | 15.939 | 10.091 | 7.845 | 4.097 | 4.231 | 1.424 | 1.508 | 0.168 | 0.3 | 0 | 0 | 0 | 0 | 0 | 0 | 0 | 0 | 0 | 0
Global Süd | 0 | 0 | 0 | 0 | 0 | 0 | 0 | 0 | 0 | 0 | 0 | 0 | 0.592 | 1.399 | 4.473 | 2.87 | 3.588 | 2.012 | 7.304 | 9.821 | 5.775 | 7.715 | 10.618 | 13.293 | 16.57 | 14.418 | 21.262 | 22.806 | 22.71 | 30.218 | 17.063 | 25.334 | 25.258 | 27.847 | 20.059 | 15.69 | 28.74 | 22.682 | 29.908 | 32.415 | 27.784 | 26.21 | 36.794 | 33.069 | 34.142 | 22.493 | 24.098 | 19.763 | 18.536 | 14.511 | 13.118 | 8.495 | 4.567 | 4.849 | 1.063 | 2.138 | 0 | 0 | 0 | 0 | 0 | 0 | 0 | 0 | 0 | 0
Global West | 0 | 0 | 0 | 0 | 0 | 0 | 0 | 0 | 0 | 0 | 0 | 0 | 0 | 0 | 0.877 | 1.109 | 1.018 | 0.169 | 1.87 | 4.516 | 2.129 | 1.08 | 2.502 | 2.901 | 6.618 | 5.092 | 9.812 | 9.478 | 8.843 | 14.293 | 5.451 | 9.587 | 11.071 | 15.494 | 15.808 | 7.402 | 15.485 | 18.239 | 19.847 | 18.362 | 12.23 | 14.351 | 29.287 | 30.602 | 43.675 | 27.942 | 26.514 | 25.306 | 14.71 | 14.652 | 16.412 | 12.581 | 7.002 | 7.561 | 1.165 | 3.073 | 0 | 0 | 0 | 0 | 0 | 0 | 0 | 0 | 0 | 0
Global Nord | 0 | 0 | 0 | 0 | 0 | 0 | 0 | 0 | 0 | 0 | 0 | 0 | 0 | 0 | 0.158 | 0 | 0 | 0.164 | 1.291 | 1.084 | 0.346 | 0.164 | 0.334 | 1.09 | 1.141 | 2.108 | 2.434 | 2.449 | 2.331 | 3.823 | 2.079 | 3.679 | 2.845 | 3.601 | 2.313 | 2.072 | 2.409 | 4.425 | 3.837 | 4.744 | 2.773 | 4.83 | 4.536 | 5.743 | 4.364 | 3.279 | 2.428 | 4.499 | 1.579 | 1.911 | 0.913 | 0.16 | 0.328 | 0 | 0.162 | 0.306 | 0 | 0 | 0 | 0 | 0 | 0 | 0 | 0 | 0 | 0
Station | SHA
Schaffhausen
Bintemperatur | -25 | -24 | -23 | -22 | -21 | -20 | -19 | -18 | -17 | -16 | -15 | -14 | -13 | -12 | -11 | -10 | -9 | -8 | -7 | -6 | -5 | -4 | -3 | -2 | -1 | 0 | 1 | 2 | 3 | 4 | 5 | 6 | 7 | 8 | 9 | 10 | 11 | 12 | 13 | 14 | 15 | 16 | 17 | 18 | 19 | 20 | 21 | 22 | 23 | 24 | 25 | 26 | 27 | 28 | 29 | 30 | 31 | 32 | 33 | 34 | 35 | 36 | 37 | 38 | 39 | 40
Stunden (Ta Stundewerte) | 0 | 0 | 0 | 0 | 0 | 0 | 0 | 0 | 0 | 0 | 0 | 0 | 0 | 4 | 14 | 15 | 22 | 21 | 30 | 64 | 53 | 48 | 100 | 146 | 249 | 279 | 368 | 426 | 419 | 451 | 339 | 384 | 381 | 329 | 330 | 344 | 385 | 342 | 299 | 343 | 380 | 311 | 335 | 298 | 224 | 197 | 184 | 126 | 123 | 115 | 84 | 63 | 42 | 22 | 21 | 10 | 19 | 13 | 3 | 4 | 1 | 0 | 0 | 0 | 0 | 0
Stunden (Ta Tagesmittel) | 0 | 0 | 0 | 0 | 0 | 0 | 0 | 0 | 0 | 0 | 0 | 0 | 0 | 0 | 0 | 0 | 48 | 24 | 0 | 96 | 24 | 96 | 72 | 48 | 216 | 288 | 360 | 360 | 552 | 552 | 360 | 336 | 384 | 312 | 216 | 288 | 336 | 384 | 408 | 480 | 360 | 336 | 240 | 312 | 456 | 312 | 168 | 120 | 96 | 96 | 0 | 24 | 0 | 0 | 0 | 0 | 0 | 0 | 0 | 0 | 0 | 0 | 0 | 0 | 0 | 0
Global Horiz. | 0 | 0 | 0 | 0 | 0 | 0 | 0 | 0 | 0 | 0 | 0 | 0 | 0 | 0 | 0 | 0 | 0 | 1.088 | 1.041 | 2.886 | 1.863 | 1.903 | 3.229 | 4.793 | 3.265 | 3.687 | 7.748 | 11.001 | 9.62 | 18.351 | 17.066 | 23.023 | 23.589 | 25.086 | 23.758 | 22.893 | 25.977 | 28.346 | 28.384 | 37.043 | 45.373 | 47.314 | 44.01 | 49.974 | 58.847 | 57.185 | 68.88 | 49.922 | 49.452 | 54.12 | 39.682 | 30.24 | 22.511 | 11.436 | 9.7 | 6.187 | 10.523 | 7.396 | 1.344 | 2.355 | 0.648 | 0 | 0 | 0 | 0 | 0
Global Ost | 0 | 0 | 0 | 0 | 0 | 0 | 0 | 0 | 0 | 0 | 0 | 0 | 0 | 0 | 0 | 0.392 | 0 | 1.242 | 0.79 | 2.522 | 1.472 | 2.357 | 3.937 | 3.01 | 2.733 | 4.372 | 5.924 | 9.853 | 6.806 | 10.749 | 8.282 | 11.725 | 13.569 | 14.338 | 13.179 | 16.062 | 15.799 | 20.034 | 21.55 | 26.163 | 23.137 | 25.836 | 25.245 | 25.334 | 28.751 | 26.161 | 24.454 | 16.987 | 18.53 | 11.689 | 8.351 | 6.389 | 4.166 | 1.87 | 1.537 | 0.991 | 1.383 | 0.89 | 0 | 0.156 | 0 | 0 | 0 | 0 | 0 | 0
Global Süd | 0 | 0 | 0 | 0 | 0 | 0 | 0 | 0 | 0 | 0 | 0 | 0 | 0 | 0 | 0 | 0.344 | 0 | 1.686 | 2.39 | 6.614 | 4.395 | 3.871 | 5.879 | 9.099 | 6.026 | 5.456 | 9.858 | 16.604 | 12.753 | 21.274 | 18.28 | 23.975 | 22.153 | 22.969 | 22.526 | 23.23 | 19.676 | 17.189 | 18.43 | 21.345 | 27.249 | 30.31 | 27.999 | 29.101 | 34.692 | 32.573 | 41.226 | 30.187 | 30.445 | 31.09 | 22.482 | 16.384 | 13.544 | 6.324 | 5.446 | 3.489 | 5.273 | 3.79 | 0.681 | 1.175 | 0.344 | 0 | 0 | 0 | 0 | 0
Global West | 0 | 0 | 0 | 0 | 0 | 0 | 0 | 0 | 0 | 0 | 0 | 0 | 0 | 0 | 0 | 0 | 0 | 0 | 0.376 | 1.713 | 1.802 | 0.22 | 0.765 | 3.495 | 1.112 | 0.698 | 2.56 | 2.68 | 2.921 | 4.357 | 7.279 | 7.984 | 6.439 | 7.794 | 9.508 | 7.487 | 8.327 | 9.933 | 5.103 | 4.397 | 11.359 | 15.587 | 11.922 | 16.263 | 20.091 | 22.551 | 36.673 | 25.106 | 19.537 | 32.351 | 23.176 | 17.189 | 14.556 | 5.455 | 5.677 | 3.682 | 7.291 | 5.375 | 1.741 | 1.602 | 0.548 | 0 | 0 | 0 | 0 | 0
Global Nord | 0 | 0 | 0 | 0 | 0 | 0 | 0 | 0 | 0 | 0 | 0 | 0 | 0 | 0 | 0 | 0 | 0 | 0 | 0 | 0 | 0 | 0.204 | 0.258 | 0 | 0 | 0 | 0.524 | 0 | 0 | 0 | 0.471 | 0.482 | 1.327 | 0.304 | 0.475 | 0.629 | 1.751 | 1.197 | 0.973 | 1.784 | 2.892 | 2.459 | 3.757 | 2.097 | 4.766 | 4.851 | 5.434 | 2.575 | 4.701 | 3.399 | 2.852 | 3.152 | 0.946 | 0.97 | 0.657 | 0.157 | 0.997 | 0.648 | 0 | 0.155 | 0 | 0 | 0 | 0 | 0 | 0
Station | SCU
Scuol
Bintemperatur | -25 | -24 | -23 | -22 | -21 | -20 | -19 | -18 | -17 | -16 | -15 | -14 | -13 | -12 | -11 | -10 | -9 | -8 | -7 | -6 | -5 | -4 | -3 | -2 | -1 | 0 | 1 | 2 | 3 | 4 | 5 | 6 | 7 | 8 | 9 | 10 | 11 | 12 | 13 | 14 | 15 | 16 | 17 | 18 | 19 | 20 | 21 | 22 | 23 | 24 | 25 | 26 | 27 | 28 | 29 | 30 | 31 | 32 | 33 | 34 | 35 | 36 | 37 | 38 | 39 | 40
Stunden (Ta Stundewerte) | 0 | 0 | 0 | 0 | 0 | 0 | 0 | 0 | 4 | 13 | 21 | 45 | 35 | 38 | 63 | 70 | 100 | 122 | 128 | 150 | 279 | 262 | 265 | 312 | 347 | 402 | 449 | 345 | 315 | 317 | 288 | 348 | 374 | 336 | 346 | 377 | 374 | 365 | 309 | 251 | 221 | 191 | 139 | 148 | 110 | 92 | 71 | 72 | 71 | 55 | 51 | 40 | 28 | 19 | 2 | 0 | 0 | 0 | 0 | 0 | 0 | 0 | 0 | 0 | 0 | 0
Stunden (Ta Tagesmittel) | 0 | 0 | 0 | 0 | 0 | 0 | 0 | 0 | 0 | 0 | 0 | 24 | 24 | 48 | 48 | 0 | 264 | 48 | 120 | 144 | 240 | 240 | 360 | 240 | 168 | 600 | 384 | 360 | 336 | 192 | 312 | 408 | 264 | 552 | 336 | 360 | 288 | 504 | 384 | 192 | 480 | 120 | 264 | 312 | 96 | 48 | 0 | 0 | 0 | 0 | 0 | 0 | 0 | 0 | 0 | 0 | 0 | 0 | 0 | 0 | 0 | 0 | 0 | 0 | 0 | 0
Global Horiz. | 0 | 0 | 0 | 0 | 0 | 0 | 0 | 0 | 0 | 0.18 | 0 | 0.811 | 0.595 | 1.621 | 2.389 | 3.305 | 2.684 | 6.487 | 5.792 | 5.246 | 13.137 | 7.639 | 15.093 | 12.782 | 18.732 | 16.85 | 25.164 | 21.184 | 31.912 | 27.652 | 33.209 | 25.932 | 31.682 | 40.604 | 40.641 | 45.878 | 47.105 | 64.558 | 53.139 | 60.027 | 58.641 | 49.516 | 49.617 | 53.103 | 52.186 | 38.368 | 37.285 | 38.739 | 37.945 | 32.111 | 33.182 | 26.132 | 17.733 | 14.012 | 1.099 | 0 | 0 | 0 | 0 | 0 | 0 | 0 | 0 | 0 | 0 | 0
Global Ost | 0 | 0 | 0 | 0 | 0 | 0 | 0 | 0 | 0 | 0.295 | 0 | 1.338 | 0.737 | 2.479 | 2.369 | 2.673 | 3.154 | 5.577 | 4.376 | 3.243 | 9.749 | 5.531 | 11.316 | 9.042 | 15.546 | 10.209 | 18.752 | 14.94 | 21.879 | 14.555 | 20.784 | 20.095 | 19.637 | 27.006 | 28.705 | 30.549 | 26.938 | 34.999 | 27.127 | 26.492 | 30.366 | 21.787 | 20.197 | 18.782 | 17.031 | 13.241 | 10.743 | 9.561 | 7.803 | 5.558 | 5.532 | 2.784 | 0.913 | 0.672 | 0 | 0 | 0 | 0 | 0 | 0 | 0 | 0 | 0 | 0 | 0 | 0
Global Süd | 0 | 0 | 0 | 0 | 0 | 0 | 0 | 0 | 0 | 0.389 | 0 | 1.796 | 0.906 | 4.298 | 4.872 | 8.213 | 6.261 | 13.305 | 12.353 | 10.898 | 26.795 | 13.76 | 27.688 | 21.151 | 30.17 | 26.713 | 39.879 | 30.631 | 42.993 | 35.078 | 34.13 | 26.493 | 28.881 | 39.041 | 29.812 | 31.46 | 29.812 | 42.715 | 30.241 | 37.34 | 33.406 | 24.476 | 26.695 | 31.463 | 29.816 | 24.298 | 20.282 | 21.782 | 21.074 | 18.967 | 18.795 | 14.299 | 9.705 | 8.742 | 0.703 | 0 | 0 | 0 | 0 | 0 | 0 | 0 | 0 | 0 | 0 | 0
Global West | 0 | 0 | 0 | 0 | 0 | 0 | 0 | 0 | 0 | 0 | 0 | 0.228 | 0 | 0.87 | 0.839 | 3.183 | 1.394 | 3.425 | 3.269 | 3.605 | 10.176 | 3.709 | 9.5 | 5.291 | 8.105 | 9.395 | 12.366 | 11.984 | 16.864 | 16.132 | 15.781 | 11.794 | 13.704 | 18.355 | 13.005 | 10.617 | 14.654 | 18.759 | 19.993 | 24.031 | 17.275 | 17.579 | 15.399 | 18.468 | 22.355 | 18.866 | 14.375 | 17.302 | 18.963 | 15.825 | 14.966 | 14.386 | 12.877 | 8.756 | 1.363 | 0 | 0 | 0 | 0 | 0 | 0 | 0 | 0 | 0 | 0 | 0
Global Nord | 0 | 0 | 0 | 0 | 0 | 0 | 0 | 0 | 0 | 0 | 0 | 0.231 | 0 | 0.875 | 0.688 | 1.538 | 1.122 | 1.733 | 1.251 | 1.676 | 3.517 | 1.103 | 3.33 | 2.427 | 2.944 | 2.878 | 6.184 | 3.09 | 6.551 | 4.624 | 5.686 | 4.424 | 3.68 | 4.588 | 2.793 | 3.94 | 3.041 | 2.721 | 3.405 | 1.586 | 1.632 | 1.147 | 1.658 | 0.63 | 0.951 | 1.072 | 0.31 | 0.785 | 0.626 | 0.927 | 1.243 | 0.477 | 0.305 | 0 | 0 | 0 | 0 | 0 | 0 | 0 | 0 | 0 | 0 | 0 | 0 | 0
Station | SIO
Sion
Bintemperatur | -25 | -24 | -23 | -22 | -21 | -20 | -19 | -18 | -17 | -16 | -15 | -14 | -13 | -12 | -11 | -10 | -9 | -8 | -7 | -6 | -5 | -4 | -3 | -2 | -1 | 0 | 1 | 2 | 3 | 4 | 5 | 6 | 7 | 8 | 9 | 10 | 11 | 12 | 13 | 14 | 15 | 16 | 17 | 18 | 19 | 20 | 21 | 22 | 23 | 24 | 25 | 26 | 27 | 28 | 29 | 30 | 31 | 32 | 33 | 34 | 35 | 36 | 37 | 38 | 39 | 40
Stunden (Ta Stundewerte) | 0 | 0 | 0 | 0 | 0 | 0 | 0 | 0 | 0 | 0 | 0 | 0 | 0 | 0 | 0 | 4 | 18 | 34 | 65 | 56 | 72 | 93 | 123 | 184 | 228 | 309 | 338 | 330 | 369 | 352 | 335 | 341 | 335 | 289 | 279 | 322 | 325 | 350 | 349 | 391 | 336 | 330 | 301 | 284 | 256 | 233 | 200 | 168 | 144 | 138 | 127 | 118 | 92 | 51 | 38 | 29 | 12 | 8 | 2 | 2 | 0 | 0 | 0 | 0 | 0 | 0
Stunden (Ta Tagesmittel) | 0 | 0 | 0 | 0 | 0 | 0 | 0 | 0 | 0 | 0 | 0 | 0 | 0 | 0 | 0 | 0 | 0 | 24 | 0 | 48 | 120 | 96 | 96 | 144 | 192 | 288 | 360 | 288 | 432 | 336 | 360 | 288 | 312 | 360 | 360 | 336 | 312 | 192 | 360 | 552 | 312 | 384 | 408 | 336 | 192 | 288 | 480 | 216 | 96 | 168 | 24 | 0 | 0 | 0 | 0 | 0 | 0 | 0 | 0 | 0 | 0 | 0 | 0 | 0 | 0 | 0
Global Horiz. | 0 | 0 | 0 | 0 | 0 | 0 | 0 | 0 | 0 | 0 | 0 | 0 | 0 | 0 | 0 | 0 | 0 | 0 | 0.169 | 0.708 | 0.329 | 2.575 | 4.157 | 5.421 | 5.518 | 6.257 | 9.807 | 12.304 | 10.3 | 14.418 | 17.956 | 19.77 | 29.69 | 26.824 | 29.44 | 34.57 | 33.076 | 46.189 | 39.951 | 49.69 | 53.079 | 53.166 | 61.725 | 55.22 | 66.35 | 65.893 | 65.156 | 59.415 | 62.895 | 66.425 | 62.686 | 62.823 | 51.453 | 24.985 | 23.576 | 19.033 | 6.286 | 5.019 | 1.491 | 1.141 | 0 | 0 | 0 | 0 | 0 | 0
Global Ost | 0 | 0 | 0 | 0 | 0 | 0 | 0 | 0 | 0 | 0 | 0 | 0 | 0 | 0 | 0 | 0 | 0 | 0 | 0 | 0.167 | 0.331 | 1.592 | 2.053 | 1.816 | 2.648 | 2.574 | 5.073 | 4.111 | 7.235 | 11.09 | 9.837 | 8.111 | 17.507 | 13.247 | 17.764 | 22.371 | 20.803 | 27.076 | 20.581 | 30.608 | 27.235 | 28.133 | 33.518 | 30.056 | 31.073 | 30.564 | 28.047 | 26.482 | 22.599 | 18.741 | 12.086 | 10.577 | 5.872 | 2.631 | 2.16 | 1.497 | 0.361 | 0.257 | 0.174 | 0 | 0 | 0 | 0 | 0 | 0 | 0
Global Süd | 0 | 0 | 0 | 0 | 0 | 0 | 0 | 0 | 0 | 0 | 0 | 0 | 0 | 0 | 0 | 0 | 0 | 0 | 0 | 0.789 | 0.244 | 4.001 | 8.466 | 11.277 | 10.318 | 11.743 | 16.544 | 19.442 | 16.101 | 20.514 | 27.123 | 29.211 | 35.268 | 27.663 | 29.215 | 30.696 | 31.381 | 40.821 | 34.358 | 37.031 | 41.01 | 36.724 | 41.416 | 33.107 | 39.262 | 38.932 | 37.442 | 31.967 | 34.715 | 36.679 | 34.806 | 34.475 | 28.663 | 12.488 | 11.261 | 9.479 | 2.939 | 2.587 | 0.96 | 0.719 | 0 | 0 | 0 | 0 | 0 | 0
Global West | 0 | 0 | 0 | 0 | 0 | 0 | 0 | 0 | 0 | 0 | 0 | 0 | 0 | 0 | 0 | 0 | 0 | 0 | 0 | 0 | 0 | 0.194 | 1.5 | 3.125 | 2.715 | 2.903 | 5.298 | 6.96 | 2.223 | 3.161 | 6.113 | 9.211 | 11.932 | 8.49 | 9.364 | 8.687 | 13.734 | 16.903 | 18.829 | 15.531 | 20.538 | 18.027 | 17.944 | 16.851 | 25.42 | 24.825 | 26.503 | 22.036 | 25.223 | 30.615 | 32.933 | 37.375 | 30.597 | 16.526 | 14.937 | 12.363 | 4.991 | 3.749 | 0.719 | 1.316 | 0 | 0 | 0 | 0 | 0 | 0
Global Nord | 0 | 0 | 0 | 0 | 0 | 0 | 0 | 0 | 0 | 0 | 0 | 0 | 0 | 0 | 0 | 0 | 0 | 0 | 0 | 0 | 0 | 0 | 0 | 0 | 0.158 | 0 | 0.158 | 0.677 | 0.321 | 0 | 0.158 | 0 | 0.361 | 0 | 0.368 | 0.311 | 0.853 | 1.205 | 1.335 | 1.638 | 1.175 | 2.128 | 1.638 | 1.969 | 1.318 | 1.732 | 1.424 | 2.579 | 3.193 | 2.208 | 1.475 | 1.963 | 1.534 | 0.477 | 0.32 | 0.638 | 0.464 | 0.307 | 0.164 | 0 | 0 | 0 | 0 | 0 | 0 | 0
Station | VAD
Vaduz
Bintemperatur | -25 | -24 | -23 | -22 | -21 | -20 | -19 | -18 | -17 | -16 | -15 | -14 | -13 | -12 | -11 | -10 | -9 | -8 | -7 | -6 | -5 | -4 | -3 | -2 | -1 | 0 | 1 | 2 | 3 | 4 | 5 | 6 | 7 | 8 | 9 | 10 | 11 | 12 | 13 | 14 | 15 | 16 | 17 | 18 | 19 | 20 | 21 | 22 | 23 | 24 | 25 | 26 | 27 | 28 | 29 | 30 | 31 | 32 | 33 | 34 | 35 | 36 | 37 | 38 | 39 | 40
Stunden (Ta Stundewerte) | 0 | 0 | 0 | 0 | 0 | 0 | 0 | 0 | 0 | 0 | 0 | 0 | 4 | 4 | 11 | 23 | 30 | 35 | 59 | 64 | 64 | 144 | 129 | 155 | 199 | 197 | 342 | 352 | 373 | 408 | 359 | 349 | 373 | 386 | 369 | 324 | 366 | 356 | 307 | 305 | 325 | 335 | 306 | 290 | 253 | 223 | 187 | 155 | 119 | 119 | 83 | 85 | 74 | 51 | 28 | 19 | 15 | 6 | 0 | 0 | 0 | 0 | 0 | 0 | 0 | 0
Stunden (Ta Tagesmittel) | 0 | 0 | 0 | 0 | 0 | 0 | 0 | 0 | 0 | 0 | 0 | 0 | 0 | 0 | 0 | 24 | 0 | 0 | 48 | 120 | 96 | 96 | 216 | 120 | 192 | 144 | 192 | 432 | 456 | 336 | 360 | 408 | 528 | 312 | 288 | 336 | 456 | 288 | 336 | 336 | 168 | 432 | 360 | 288 | 408 | 168 | 288 | 168 | 120 | 48 | 96 | 72 | 0 | 24 | 0 | 0 | 0 | 0 | 0 | 0 | 0 | 0 | 0 | 0 | 0 | 0
Global Horiz. | 0 | 0 | 0 | 0 | 0 | 0 | 0 | 0 | 0 | 0 | 0 | 0 | 0 | 0 | 0 | 0.328 | 0.315 | 0.479 | 2.785 | 2.833 | 3.426 | 4.264 | 5.051 | 7.66 | 6.83 | 4.909 | 5.811 | 7.797 | 9.776 | 12.596 | 16.647 | 20.475 | 21.772 | 24.93 | 28.812 | 25.947 | 34.454 | 26.528 | 33.443 | 30.797 | 39.691 | 35.061 | 49.047 | 50.834 | 53.454 | 52.487 | 50.248 | 57.918 | 39.134 | 46.969 | 37.465 | 42.598 | 36.143 | 24.636 | 13.1 | 9.51 | 8.843 | 3.988 | 0 | 0 | 0 | 0 | 0 | 0 | 0 | 0
Global Ost | 0 | 0 | 0 | 0 | 0 | 0 | 0 | 0 | 0 | 0 | 0 | 0 | 0 | 0 | 0 | 0.579 | 0.455 | 0.778 | 3.134 | 2.9 | 3.889 | 3.589 | 4.391 | 5.147 | 4.515 | 2.033 | 3.193 | 3.152 | 5.447 | 4.592 | 6.909 | 8.098 | 9.448 | 8.397 | 14.356 | 11.598 | 15.155 | 9.434 | 13.749 | 13.834 | 17.238 | 15.199 | 19.367 | 19.791 | 18.1 | 22.334 | 14.594 | 18.426 | 14.869 | 14.624 | 7.178 | 9.313 | 5.185 | 3.022 | 2.237 | 1.262 | 0.97 | 0 | 0 | 0 | 0 | 0 | 0 | 0 | 0 | 0
Global Süd | 0 | 0 | 0 | 0 | 0 | 0 | 0 | 0 | 0 | 0 | 0 | 0 | 0 | 0 | 0 | 0.597 | 0.856 | 1.191 | 7.621 | 7.567 | 7.808 | 10.324 | 11.296 | 15.477 | 13.002 | 9.365 | 9.214 | 11.071 | 11.127 | 15.293 | 19.359 | 23.67 | 22.741 | 23.537 | 27.856 | 25.595 | 30.041 | 24.743 | 25.654 | 22.356 | 30.516 | 22.786 | 30.532 | 29.556 | 33.514 | 28.631 | 26.949 | 33.251 | 21.365 | 25.221 | 19.726 | 22.686 | 18.646 | 12.791 | 6.939 | 4.869 | 4.519 | 2.54 | 0 | 0 | 0 | 0 | 0 | 0 | 0 | 0
Global West | 0 | 0 | 0 | 0 | 0 | 0 | 0 | 0 | 0 | 0 | 0 | 0 | 0 | 0 | 0 | 0 | 0.193 | 0 | 2.578 | 2.544 | 2.037 | 3.499 | 3.757 | 6.774 | 4.759 | 2.743 | 3.945 | 4.893 | 2.217 | 4.057 | 6.758 | 8.129 | 7.966 | 8.936 | 8.714 | 5.868 | 9.464 | 8.66 | 12.907 | 8.674 | 11.411 | 7.814 | 17.493 | 13.864 | 19.863 | 18.965 | 20.997 | 26.035 | 15.693 | 20.45 | 19.089 | 23.193 | 20.534 | 14.148 | 7.37 | 6.422 | 5.194 | 2.854 | 0 | 0 | 0 | 0 | 0 | 0 | 0 | 0
Global Nord | 0 | 0 | 0 | 0 | 0 | 0 | 0 | 0 | 0 | 0 | 0 | 0 | 0 | 0 | 0 | 0 | 0.193 | 0 | 1.585 | 1.408 | 1.709 | 1.732 | 1.896 | 3.133 | 2.154 | 0.607 | 0.976 | 1.221 | 0.69 | 1.258 | 1.02 | 0.675 | 0.834 | 0 | 0.871 | 0.392 | 0.151 | 0.471 | 0.304 | 0.165 | 0.8 | 0.486 | 1.066 | 0.79 | 1.109 | 1.068 | 2.127 | 1.778 | 1.933 | 1.083 | 1.604 | 1.448 | 1.256 | 0.789 | 0.163 | 0.153 | 0.496 | 0 | 0 | 0 | 0 | 0 | 0 | 0 | 0 | 0
Station | WYN
Wynau
Bintemperatur | -25 | -24 | -23 | -22 | -21 | -20 | -19 | -18 | -17 | -16 | -15 | -14 | -13 | -12 | -11 | -10 | -9 | -8 | -7 | -6 | -5 | -4 | -3 | -2 | -1 | 0 | 1 | 2 | 3 | 4 | 5 | 6 | 7 | 8 | 9 | 10 | 11 | 12 | 13 | 14 | 15 | 16 | 17 | 18 | 19 | 20 | 21 | 22 | 23 | 24 | 25 | 26 | 27 | 28 | 29 | 30 | 31 | 32 | 33 | 34 | 35 | 36 | 37 | 38 | 39 | 40
Stunden (Ta Stundewerte) | 0 | 0 | 0 | 0 | 0 | 0 | 0 | 0 | 0 | 0 | 0 | 4 | 9 | 11 | 11 | 15 | 23 | 26 | 29 | 34 | 56 | 83 | 129 | 230 | 234 | 315 | 357 | 414 | 431 | 494 | 399 | 315 | 317 | 256 | 327 | 369 | 371 | 367 | 361 | 374 | 328 | 322 | 331 | 256 | 209 | 187 | 144 | 111 | 121 | 111 | 104 | 65 | 34 | 23 | 21 | 13 | 11 | 5 | 1 | 2 | 0 | 0 | 0 | 0 | 0 | 0
Stunden (Ta Tagesmittel) | 0 | 0 | 0 | 0 | 0 | 0 | 0 | 0 | 0 | 0 | 0 | 0 | 0 | 0 | 0 | 24 | 48 | 24 | 0 | 72 | 48 | 24 | 96 | 144 | 264 | 288 | 360 | 552 | 408 | 528 | 336 | 336 | 312 | 240 | 264 | 480 | 264 | 528 | 240 | 384 | 264 | 456 | 312 | 360 | 432 | 312 | 168 | 144 | 24 | 0 | 24 | 0 | 0 | 0 | 0 | 0 | 0 | 0 | 0 | 0 | 0 | 0 | 0 | 0 | 0 | 0
Global Horiz. | 0 | 0 | 0 | 0 | 0 | 0 | 0 | 0 | 0 | 0 | 0 | 0 | 0 | 0.162 | 0.249 | 0.485 | 0 | 1.594 | 1.109 | 0.871 | 2.664 | 2.287 | 4.653 | 3.211 | 5.049 | 3.806 | 7.092 | 8.402 | 9.782 | 12.814 | 14.854 | 14.703 | 23.536 | 21.884 | 21.704 | 32.027 | 25.361 | 31.752 | 41.34 | 36.923 | 46.149 | 42.292 | 45.397 | 54.097 | 50.508 | 58.208 | 57.138 | 46.108 | 50.818 | 55.387 | 50.119 | 34.562 | 20.702 | 11.067 | 12.513 | 7.967 | 6.192 | 2.821 | 0.746 | 1.067 | 0 | 0 | 0 | 0 | 0 | 0
Global Ost | 0 | 0 | 0 | 0 | 0 | 0 | 0 | 0 | 0 | 0 | 0 | 0 | 0 | 0.323 | 0.315 | 0.599 | 0 | 1.855 | 0.566 | 1.56 | 2.793 | 2.645 | 4.047 | 1.654 | 4.009 | 2.681 | 6.695 | 2.208 | 6.462 | 9.112 | 7.764 | 8.115 | 13.713 | 11.242 | 10.787 | 20.701 | 13.357 | 17.245 | 26.024 | 19.385 | 25.96 | 21.513 | 23.349 | 23.684 | 24.847 | 23.542 | 23.4 | 17.826 | 15.566 | 12.584 | 7.922 | 4.892 | 2.954 | 1.515 | 1.321 | 0.891 | 0.259 | 0.171 | 0.152 | 0 | 0 | 0 | 0 | 0 | 0 | 0
Global Süd | 0 | 0 | 0 | 0 | 0 | 0 | 0 | 0 | 0 | 0 | 0 | 0 | 0 | 0.464 | 0.711 | 1.11 | 0 | 3.624 | 3.228 | 2.179 | 5.897 | 4.847 | 9.042 | 5.183 | 7.837 | 6.344 | 10.093 | 14.53 | 12.635 | 15.668 | 18.022 | 14.725 | 21.115 | 18.944 | 19.699 | 28.716 | 20.367 | 26.138 | 29.096 | 25.422 | 30.135 | 26.621 | 25.322 | 29.441 | 26.781 | 30.147 | 33.268 | 27.229 | 29.095 | 31.287 | 27.939 | 17.936 | 11.408 | 5.584 | 7.06 | 4.001 | 2.649 | 1.407 | 0.434 | 0.534 | 0 | 0 | 0 | 0 | 0 | 0
Global West | 0 | 0 | 0 | 0 | 0 | 0 | 0 | 0 | 0 | 0 | 0 | 0 | 0 | 0 | 0 | 0 | 0 | 1.093 | 2.239 | 0.482 | 1.92 | 1.25 | 2.559 | 3.143 | 1.707 | 1.266 | 1.38 | 5.878 | 4.179 | 4.456 | 6.423 | 4.682 | 6.815 | 8.924 | 8.04 | 13.705 | 12.437 | 11.088 | 13.993 | 14.124 | 18.067 | 16.512 | 18.232 | 20.917 | 21.817 | 22.112 | 27.854 | 19.333 | 27.964 | 31.523 | 36.902 | 23.175 | 13.217 | 8.741 | 9.193 | 6.19 | 5.732 | 2.834 | 0.424 | 0.965 | 0 | 0 | 0 | 0 | 0 | 0
Global Nord | 0 | 0 | 0 | 0 | 0 | 0 | 0 | 0 | 0 | 0 | 0 | 0 | 0 | 0 | 0 | 0 | 0 | 0.506 | 0.546 | 0 | 0.756 | 0.37 | 0.936 | 0.173 | 0 | 0.16 | 0.172 | 0 | 0.194 | 0 | 0.491 | 0.315 | 0.457 | 0.647 | 0.492 | 1.425 | 0.898 | 1.38 | 2.265 | 2.532 | 2.815 | 3.76 | 2.415 | 3.935 | 4.417 | 4.541 | 4.035 | 4.581 | 4.591 | 4.709 | 4.869 | 2 | 1.754 | 1.173 | 0.795 | 0.971 | 0.491 | 0.161 | 0.153 | 0 | 0 | 0 | 0 | 0 | 0 | 0
Station | ZER
Zermatt
Bintemperatur | -25 | -24 | -23 | -22 | -21 | -20 | -19 | -18 | -17 | -16 | -15 | -14 | -13 | -12 | -11 | -10 | -9 | -8 | -7 | -6 | -5 | -4 | -3 | -2 | -1 | 0 | 1 | 2 | 3 | 4 | 5 | 6 | 7 | 8 | 9 | 10 | 11 | 12 | 13 | 14 | 15 | 16 | 17 | 18 | 19 | 20 | 21 | 22 | 23 | 24 | 25 | 26 | 27 | 28 | 29 | 30 | 31 | 32 | 33 | 34 | 35 | 36 | 37 | 38 | 39 | 40
Stunden (Ta Stundewerte) | 0 | 0 | 0 | 0 | 0 | 0 | 0 | 1 | 10 | 9 | 26 | 24 | 36 | 64 | 51 | 82 | 92 | 106 | 129 | 210 | 268 | 304 | 368 | 392 | 520 | 399 | 416 | 388 | 361 | 358 | 345 | 331 | 346 | 353 | 396 | 337 | 308 | 281 | 248 | 212 | 194 | 159 | 151 | 117 | 92 | 104 | 60 | 54 | 23 | 23 | 8 | 1 | 2 | 1 | 0 | 0 | 0 | 0 | 0 | 0 | 0 | 0 | 0 | 0 | 0 | 0
Stunden (Ta Tagesmittel) | 0 | 0 | 0 | 0 | 0 | 0 | 0 | 0 | 0 | 0 | 0 | 24 | 48 | 0 | 120 | 96 | 96 | 96 | 48 | 120 | 360 | 168 | 360 | 528 | 312 | 576 | 504 | 432 | 360 | 384 | 264 | 312 | 384 | 192 | 312 | 432 | 552 | 456 | 240 | 264 | 312 | 144 | 168 | 48 | 24 | 24 | 0 | 0 | 0 | 0 | 0 | 0 | 0 | 0 | 0 | 0 | 0 | 0 | 0 | 0 | 0 | 0 | 0 | 0 | 0 | 0
Global Horiz. | 0 | 0 | 0 | 0 | 0 | 0 | 0 | 0 | 0 | 0 | 0 | 0 | 0.322 | 1.128 | 0.47 | 3.944 | 4.157 | 6.184 | 6.797 | 7.782 | 10.588 | 12.233 | 14.481 | 18.992 | 23.357 | 24.258 | 32.677 | 32.376 | 38.291 | 45.396 | 38.133 | 41.469 | 40.243 | 58.577 | 55.679 | 42.979 | 58.878 | 54.396 | 55.162 | 61.8 | 70.328 | 58.324 | 70.733 | 51.641 | 47.327 | 47.784 | 30.451 | 31.068 | 12.53 | 15.71 | 5.938 | 0.385 | 1.593 | 0.833 | 0 | 0 | 0 | 0 | 0 | 0 | 0 | 0 | 0 | 0 | 0 | 0
Global Ost | 0 | 0 | 0 | 0 | 0 | 0 | 0 | 0 | 0 | 0 | 0 | 0 | 0.431 | 1.467 | 0.808 | 3.988 | 3.775 | 6.368 | 6.215 | 5.695 | 9.702 | 12.148 | 14.919 | 17.039 | 21.568 | 19.146 | 26.969 | 21.959 | 23.968 | 30.482 | 26.669 | 27.06 | 20.752 | 29.326 | 30.874 | 16.919 | 32.711 | 28.501 | 28.576 | 27.164 | 27.847 | 18.73 | 26.686 | 15.847 | 11.465 | 11.893 | 4.777 | 4.881 | 1.262 | 0.929 | 0.229 | 0 | 0.245 | 0.168 | 0 | 0 | 0 | 0 | 0 | 0 | 0 | 0 | 0 | 0 | 0 | 0
Global Süd | 0 | 0 | 0 | 0 | 0 | 0 | 0 | 0 | 0 | 0 | 0 | 0 | 0.777 | 2.476 | 0.846 | 9.516 | 9.641 | 13.762 | 15.084 | 17.696 | 21.285 | 24.137 | 25.843 | 33.112 | 36.68 | 35.754 | 43.291 | 43.28 | 48.906 | 58.091 | 49.337 | 48.084 | 40.536 | 55.287 | 44.348 | 30.225 | 40.757 | 33.972 | 34.251 | 38.312 | 44.15 | 36.437 | 42.479 | 30.912 | 27.834 | 27.194 | 17.073 | 16.233 | 6.645 | 7.923 | 3.789 | 0.165 | 0.913 | 0.482 | 0 | 0 | 0 | 0 | 0 | 0 | 0 | 0 | 0 | 0 | 0 | 0
Global West | 0 | 0 | 0 | 0 | 0 | 0 | 0 | 0 | 0 | 0 | 0 | 0 | 0.234 | 0.696 | 0.333 | 3.618 | 4.187 | 5.649 | 6.236 | 9.348 | 10.194 | 10.261 | 9.962 | 16.677 | 15.436 | 17.544 | 20.32 | 18.919 | 22.413 | 26.373 | 21.106 | 21.605 | 20.242 | 27.014 | 21.537 | 16.04 | 16.207 | 12.881 | 8.617 | 12.697 | 16.642 | 17.768 | 22.585 | 17.455 | 15.092 | 15.083 | 12.831 | 12.096 | 5.404 | 8.865 | 3.063 | 0.192 | 0.537 | 0.272 | 0 | 0 | 0 | 0 | 0 | 0 | 0 | 0 | 0 | 0 | 0 | 0
Global Nord | 0 | 0 | 0 | 0 | 0 | 0 | 0 | 0 | 0 | 0 | 0 | 0 | 0.226 | 0.67 | 0.32 | 2.607 | 2.703 | 4.03 | 4.463 | 4.651 | 6.445 | 6.976 | 7.702 | 10.591 | 10.239 | 10.682 | 13.755 | 11.098 | 11.999 | 14.14 | 11.599 | 10.466 | 8.079 | 10.346 | 7.365 | 4.825 | 4.235 | 1.381 | 0.576 | 0.494 | 0.615 | 0.613 | 0.46 | 0.454 | 0.309 | 0.477 | 0.456 | 0.614 | 0.308 | 0.15 | 0 | 0 | 0 | 0.155 | 0 | 0 | 0 | 0 | 0 | 0 | 0 | 0 | 0 | 0 | 0 | 0
Station | SMA
Zürich SMA
Bintemperatur | -25 | -24 | -23 | -22 | -21 | -20 | -19 | -18 | -17 | -16 | -15 | -14 | -13 | -12 | -11 | -10 | -9 | -8 | -7 | -6 | -5 | -4 | -3 | -2 | -1 | 0 | 1 | 2 | 3 | 4 | 5 | 6 | 7 | 8 | 9 | 10 | 11 | 12 | 13 | 14 | 15 | 16 | 17 | 18 | 19 | 20 | 21 | 22 | 23 | 24 | 25 | 26 | 27 | 28 | 29 | 30 | 31 | 32 | 33 | 34 | 35 | 36 | 37 | 38 | 39 | 40
Stunden (Ta Stundewerte) | 0 | 0 | 0 | 0 | 0 | 0 | 0 | 0 | 0 | 0 | 0 | 0 | 0 | 0 | 0 | 6 | 45 | 48 | 68 | 45 | 57 | 56 | 128 | 180 | 197 | 249 | 332 | 381 | 451 | 459 | 335 | 417 | 406 | 336 | 339 | 318 | 368 | 321 | 350 | 378 | 330 | 390 | 365 | 295 | 238 | 188 | 146 | 134 | 114 | 103 | 46 | 47 | 29 | 24 | 14 | 16 | 6 | 2 | 3 | 0 | 0 | 0 | 0 | 0 | 0 | 0
Stunden (Ta Tagesmittel) | 0 | 0 | 0 | 0 | 0 | 0 | 0 | 0 | 0 | 0 | 0 | 0 | 0 | 0 | 0 | 0 | 0 | 48 | 72 | 96 | 48 | 72 | 72 | 72 | 264 | 312 | 240 | 432 | 504 | 360 | 504 | 312 | 432 | 288 | 288 | 312 | 360 | 456 | 264 | 456 | 384 | 336 | 312 | 288 | 552 | 240 | 120 | 72 | 96 | 72 | 0 | 24 | 0 | 0 | 0 | 0 | 0 | 0 | 0 | 0 | 0 | 0 | 0 | 0 | 0 | 0
Global Horiz. | 0 | 0 | 0 | 0 | 0 | 0 | 0 | 0 | 0 | 0 | 0 | 0 | 0 | 0 | 0 | 0 | 0 | 0.519 | 0.92 | 1.402 | 2.218 | 2.609 | 4.202 | 3.401 | 3.734 | 4.788 | 9.057 | 11.237 | 11.771 | 13.599 | 22.386 | 18.648 | 25.921 | 21.696 | 24.732 | 22.933 | 26.439 | 34.175 | 35.82 | 44.706 | 40.367 | 49.291 | 50.589 | 58.008 | 53.2 | 61.252 | 55.19 | 48.173 | 47.759 | 51.541 | 22.728 | 25.075 | 15.276 | 11.869 | 9.016 | 8.772 | 3.798 | 1.149 | 1.987 | 0 | 0 | 0 | 0 | 0 | 0 | 0
Global Ost | 0 | 0 | 0 | 0 | 0 | 0 | 0 | 0 | 0 | 0 | 0 | 0 | 0 | 0 | 0 | 0 | 0.238 | 0.97 | 1.239 | 1.601 | 2.635 | 2.834 | 3.47 | 4.144 | 4.663 | 2.966 | 5.463 | 5.216 | 8.07 | 6.503 | 12.395 | 11.949 | 12.578 | 12.058 | 15.105 | 11.874 | 15.533 | 17.2 | 20.2 | 21.742 | 18.712 | 24.712 | 25.029 | 24.966 | 26.432 | 18.886 | 23.411 | 14.957 | 12.458 | 9.933 | 5.304 | 3.239 | 2.187 | 1.613 | 0.987 | 0.791 | 0.224 | 0 | 0 | 0 | 0 | 0 | 0 | 0 | 0 | 0
Global Süd | 0 | 0 | 0 | 0 | 0 | 0 | 0 | 0 | 0 | 0 | 0 | 0 | 0 | 0 | 0 | 0 | 0 | 1.246 | 2.066 | 4.031 | 5.058 | 6.413 | 8.498 | 6.423 | 5.721 | 6.596 | 15.255 | 19.457 | 15.434 | 17.278 | 24.138 | 21.008 | 27.888 | 21.069 | 25.847 | 22.444 | 20.253 | 25.649 | 25.549 | 30.751 | 25.389 | 32.025 | 31.948 | 32.863 | 31.253 | 37.342 | 31.521 | 30.525 | 25.965 | 27.239 | 12.663 | 13.913 | 8.274 | 5.963 | 4.787 | 3.835 | 1.838 | 0.514 | 1.046 | 0 | 0 | 0 | 0 | 0 | 0 | 0
Global West | 0 | 0 | 0 | 0 | 0 | 0 | 0 | 0 | 0 | 0 | 0 | 0 | 0 | 0 | 0 | 0 | 0 | 0.202 | 0.484 | 1.824 | 0.861 | 1.669 | 4.34 | 2.449 | 0.919 | 1.117 | 6.164 | 9.177 | 5.877 | 10.097 | 6.359 | 7.302 | 11.996 | 6.801 | 9.46 | 9.333 | 9.06 | 10.319 | 12.041 | 16.119 | 18.978 | 19.808 | 19.131 | 27.73 | 20.375 | 38.261 | 25.09 | 25.808 | 28.027 | 34.817 | 12.246 | 17.3 | 9.42 | 8.357 | 5.583 | 8.356 | 3.238 | 0.684 | 1.66 | 0 | 0 | 0 | 0 | 0 | 0 | 0
Global Nord | 0 | 0 | 0 | 0 | 0 | 0 | 0 | 0 | 0 | 0 | 0 | 0 | 0 | 0 | 0 | 0 | 0 | 0.203 | 0.376 | 0.511 | 0.513 | 0.682 | 1.571 | 1.174 | 0.546 | 0.696 | 0.515 | 1.368 | 0.162 | 0.776 | 0.157 | 0 | 0.161 | 0.468 | 0.623 | 0.466 | 0.15 | 0.851 | 1.004 | 2.021 | 1.66 | 2.104 | 3.738 | 4.566 | 3.275 | 3.058 | 3.259 | 4.919 | 3.892 | 3.522 | 1.346 | 0.668 | 0.637 | 0.698 | 0.328 | 1.109 | 0 | 0 | 0 | 0 | 0 | 0 | 0 | 0 | 0 | 0
Station | LAKE
Seewasser (> 45 m Tiefe)
Bintemperatur | -25 | -24 | -23 | -22 | -21 | -20 | -19 | -18 | -17 | -16 | -15 | -14 | -13 | -12 | -11 | -10 | -9 | -8 | -7 | -6 | -5 | -4 | -3 | -2 | -1 | 0 | 1 | 2 | 3 | 4 | 5 | 6 | 7 | 8 | 9 | 10 | 11 | 12 | 13 | 14 | 15 | 16 | 17 | 18 | 19 | 20 | 21 | 22 | 23 | 24 | 25 | 26 | 27 | 28 | 29 | 30 | 31 | 32 | 33 | 34 | 35 | 36 | 37 | 38 | 39 | 40
Stunden (Ta Stundewerte) | 7.5 | 7.5 | 7.5 | 7.5 | 7.5 | 7.5 | 7.5 | 7.5 | 7.5 | 7.5 | 7.5 | 7.5 | 7.5 | 7.5 | 7.5 | 7.5 | 7.5 | 7.5 | 7.5 | 7.5 | 7.5 | 7.5 | 7.5 | 7.5 | 7.5 | 7.5 | 7.5 | 7.5 | 7.5 | 7.5 | 7.5 | 7.5 | 7.5 | 7.5 | 7.5 | 7.5 | 7.5 | 7.5 | 7.5 | 7.5 | 7.5 | 7.5 | 7.5 | 7.5 | 7.5 | 7.5 | 7.5 | 7.5 | 7.5 | 7.5 | 7.5 | 7.5 | 7.5 | 7.5 | 7.5 | 7.5 | 7.5 | 7.5 | 7.5 | 7.5 | 7.5 | 7.5 | 7.5 | 7.5 | 7.5 | 7.5
Stunden (Ta Tagesmittel)
Global Horiz.
Global Ost
Global Süd
Global West
Global Nord
Station | RIVER | 0.761
Gewichteter Durchschnitt Schweiz |  | 4.714
Bintemperatur | -25 | -24 | -23 | -22 | -21 | -20 | -19 | -18 | -17 | -16 | -15 | -14 | -13 | -12 | -11 | -10 | -9 | -8 | -7 | -6 | -5 | -4 | -3 | -2 | -1 | 0 | 1 | 2 | 3 | 4 | 5 | 6 | 7 | 8 | 9 | 10 | 11 | 12 | 13 | 14 | 15 | 16 | 17 | 18 | 19 | 20 | 21 | 22 | 23 | 24 | 25 | 26 | 27 | 28 | 29 | 30 | 31 | 32 | 33 | 34 | 35 | 36 | 37 | 38 | 39 | 40
Stunden (Ta Stundewerte) | 3 | 3 | 3 | 3 | 3 | 3 | 3 | 3 | 3 | 3 | 3 | 3 | 3 | 3 | 3 | 3 | 3 | 3 | 3 | 3 | 3 | 3 | 3 | 3 | 3 | 3 | 3 | 3 | 3 | 3.044 | 3.805 | 4.566 | 5.327 | 6.088 | 6.849 | 7.61 | 8.371 | 9.132 | 9.893 | 10.654 | 11.415 | 12.176 | 12.937 | 13.698 | 14.459 | 15.22 | 15.981 | 16.742 | 17.503 | 18.264 | 19.025 | 19.786 | 20.547 | 21.308 | 22 | 22 | 22 | 22 | 22 | 22 | 22 | 22 | 22 | 22 | 22 | 22
Stunden (Ta Tagesmittel)
Global Horiz.
Global Ost
Global Süd
Global West
Global Nord
f_tag | [43 empty] | 45% | 47.5% | 50% | 52.5% | 55% | 57.5% | 60% | 62.5% | 65% | 67.5% | 70% | 72.5% | 75% | 77.5% | 80% | 82.5% | 85% | 87.5% | 90% | 92.5% | 95% | 97.5% | 100%

## BINa (hidden)
Station | Abbr. | Kanton | Jan | Feb | Mar | Apr | May | Jun | Jul | Aug | Sep | Oct | Nov | Dec
Adelboden | ABO | BE | -1.2 | -0.9 | 1.7 | 4.1 | 9.2 | 11.8 | 14.2 | 14.4 | 10.5 | 7.3 | 2 | 0
Altdorf | ALT | UR | 1.2 | 2.1 | 5.9 | 9.1 | 14.1 | 16.5 | 18.6 | 18.6 | 14.6 | 10.6 | 5.2 | 2.5
Basel-Binningen | BAS | BL | 1.7 | 2.9 | 6.8 | 9.6 | 14.2 | 17.2 | 19.5 | 19.4 | 14.9 | 10.9 | 5.4 | 3
Bern-Liebefeld | BER | BE | -0.1 | 1.3 | 5.3 | 8.1 | 13.2 | 16.1 | 18.4 | 18.4 | 13.9 | 9.6 | 3.9 | 1.2
Buchs-Aarau | BUS | AG | 0.6 | 1.7 | 5.8 | 8.8 | 14 | 16.8 | 18.9 | 18.7 | 14.2 | 10 | 4.4 | 2
Chur | CHU | GR | 0.5 | 1.7 | 5.8 | 8.9 | 14.1 | 16.5 | 18.5 | 18.4 | 14.2 | 10.4 | 4.7 | 1.7
Davos | DAV | GR | -4.7 | -4.2 | -1.1 | 1.8 | 7.2 | 9.9 | 12.3 | 12.3 | 8.4 | 5.1 | -0.7 | -3.4
Disentis | DIS | GR | -1.1 | -0.8 | 2.2 | 4.9 | 10.2 | 12.9 | 15.3 | 15.3 | 11.3 | 8 | 2.3 | -0.1
Engelberg | ENG | OW | -2 | -1.1 | 2.2 | 5.1 | 10.2 | 12.7 | 14.9 | 14.9 | 11 | 7.5 | 1.8 | -0.7
Geneve-Cointrin | GVE | GE | 1.7 | 2.9 | 6.5 | 9.4 | 14.4 | 17.6 | 20.2 | 20 | 15.4 | 11.2 | 5.6 | 3.1
Glarus | GLA | GL | -0.6 | 0.6 | 4.7 | 8.3 | 13.3 | 15.7 | 17.7 | 17.6 | 13.5 | 9.6 | 3.9 | 0.9
Grand-St-Bernard | GSB | VS | -7.1 | -7.2 | -5.6 | -3.8 | 1.3 | 4.9 | 7.9 | 8.4 | 4.3 | 1 | -4 | -5.8
Güttingen | GUT | TG | 0.3 | 1.3 | 5.1 | 8.2 | 13.4 | 16.2 | 18.4 | 18.3 | 13.9 | 9.6 | 4.2 | 1.8
La Chaux-de-Fonds | CDF | NE | -1.4 | -0.7 | 2.1 | 4.8 | 9.8 | 12.6 | 15 | 15.1 | 11 | 7.8 | 2.3 | 0.1
Locarno-Monti | OTL | TI | 3.3 | 4.9 | 9 | 11.5 | 15.8 | 19.1 | 21.7 | 21.5 | 17 | 12.6 | 7.3 | 4.4
Lugano | LUG | TI | 3.3 | 4.8 | 8.6 | 11.3 | 15.8 | 19.3 | 22 | 21.7 | 17.3 | 12.9 | 7.8 | 4.5
Luzern | LUZ | LU | 0.5 | 1.8 | 5.7 | 8.8 | 13.9 | 16.7 | 19 | 18.8 | 14.4 | 10.2 | 4.5 | 2
Magadino | MAG | TI | 1.2 | 3.5 | 8.2 | 11.4 | 16 | 19.4 | 21.8 | 21.3 | 16.8 | 11.9 | 6.1 | 2.3
Montana | MVE | VS | -1.7 | -1.4 | 1.3 | 3.7 | 9 | 11.9 | 14.5 | 14.6 | 10.5 | 7.1 | 1.7 | -0.4
Neuchâtel | NEU | NE | 1.4 | 2.5 | 6.2 | 9.2 | 14.1 | 17.1 | 19.7 | 19.7 | 15.1 | 10.8 | 5.2 | 2.7
Payerne | PAY | VD | 0.3 | 1.6 | 5.5 | 8.3 | 13.4 | 16.4 | 18.7 | 18.6 | 14.1 | 9.9 | 4.2 | 1.7
Robbia | ROB | GR | -2.1 | -0.8 | 3.3 | 6.4 | 10.8 | 13.7 | 16 | 15.7 | 11.6 | 7.6 | 2.6 | -0.5
Samedan | SAM | GR | -9.3 | -7.6 | -2.8 | 1.1 | 6.6 | 9.5 | 11.9 | 11.6 | 7.5 | 3.5 | -3.1 | -7.4
San Bernardino | SBE | GR | -3.6 | -3.4 | -0.7 | 1.5 | 6.4 | 10.1 | 12.7 | 12.7 | 8.6 | 4.8 | -0.2 | -2.6
St. Gallen | STG | SG | -0.3 | 0.7 | 4.1 | 6.9 | 12 | 14.7 | 16.9 | 17.1 | 12.8 | 9 | 3.5 | 1.1
Schaffhausen | SHA | SH | 0.1 | 1.3 | 5.4 | 8.7 | 13.8 | 16.5 | 18.7 | 18.6 | 14.1 | 936 | 4.1 | 1.5
Scuol | SCU | GR | -4.3 | -2.8 | 1.4 | 4.8 | 10.1 | 12.7 | 15 | 14.8 | 10.7 | 6.6 | 0.2 | -3.2
Sion | SIO | VS | -0.1 | 2 | 6.7 | 10 | 15 | 17.8 | 19.9 | 19.4 | 15 | 10.3 | 4.3 | 0.8
Vaduz | VAD | - | 0.8 | 2.1 | 6.3 | 9.4 | 14.4 | 16.7 | 18.7 | 18.7 | 14.6 | 10.8 | 4.9 | 2
Wynau | WYN | BE | 0 | 1 | 4.9 | 8 | 13.2 | 16.2 | 18.4 | 18.1 | 13.7 | 9.5 | 3.9 | 1.4
Zermatt | ZER | VS | -4 | -3.3 | -0.1 | 2.8 | 8 | 10.8 | 13.3 | 13.1 | 9 | 5.3 | -0.3 | -2.8
Zürich-MeteoSchweiz | SMA | ZH | 0.4 | 1.6 | 5.5 | 8.4 | 13.4 | 16.2 | 18.4 | 18.4 | 14 | 9.9 | 4.2 | 1.8
SIA 2028, Durchschnittliche monatliche Lufttemperatur

## BINw (hidden)
Station | Abbr. | Kanton | Jan | Feb | Mar | Apr | May | Jun | Jul | Aug | Sep | Oct | Nov | Dec
Aare, Brugg |  | AG | 6.1 | 4.7 | 6.9 | 9.8 | 13.3 | 18.1 | 22.1 | 20.8 | 17.8 | 13.5 | 11.4 | 8.4
Limmat, Baden Limmatpromenade |  | AG | 6 | 4.9 | 6.3 | 8.9 | 13.9 | 18.1 | 23.4 | 22.6 | 19.1 | 14.5 | 11.4 | 7.7
Reuss, Mellingen |  | AG | 5.8 | 4.6 | 6.98 | 9.8 | 13.7 | 18 | 22.4 | 21.6 | 17.7 | 13.2 | 10.6 | 7.4
Rhein, Rekingen |  | AG | 5.3 | 3.7 | 6 | 9.2 | 13.1 | 18.1 | 21.8 | 21.8 | 18.6 | 13.7 | 10.7 | 7.2
Rhein, Rheinfelden Messstation |  | AG | 6.2 | 5 | 7 | 9.9 | 13.6 | 18.1 | 22.1 | 21.3 | 18.1 | 13.7 | 11 | 7.8
Aare, Bern Schönau |  | BE | 6.1 | 5.2 | 6.6 | 8.7 | 10.8 | 15.2 | 19.6 | 19 | 16.2 | 13.4 | 10.9 | 7.9
Aare, Brienzwille |  | BE | 4.5 | 4.4 | 4.9 | 5.3 | 6.3 | 8.1 | 9.1 | 9 | 8.2 | 7.2 | 5.6 | 3.7
Aare, Brügg Aegerten |  | BE | 6.6 | 4.8 | 5.9 | 9 | 13 | 17.6 | 22 | 20.9 | 18.5 | 14.4 | 11.9 | 8.6
Aare, Felsenau |  | BE | 7 | 6 | 7.5 | 10.1 | 13.8 | 18.5 | 23.2 | 21.8 | 18.2 | 13.8 | 11.1 | 8.1
Aare, Hagneck |  | BE | 6.5 | 5.4 | 7.5 | 9.9 | 12.1 | 16.5 | 20.9 | 19.5 | 18 | 14.8 | 12.4 | 8.8
Aare, Ringgenberg Goldswil |  | BE | 5.9 | 5.5 | 6 | 7.5 | 9.7 | 13.1 | 15.4 | 15.4 | 13.9 | 11.9 | 9.9 | 7.6
Aare, Thun |  | BE | 6.5 | 5.7 | 6.3 | 8.2 | 10.3 | 14.8 | 19.3 | 18.8 | 16.2 | 13.5 | 11.2 | 8.3
Arve, Genève Bout du Monde |  | GE | 4.5 | 4.3 | 7 | 9.1 | 10.5 | 12.3 | 12.3 | 11.8 | 11.3 | 9.7 | 7.5 | 5.4
Rhône, Chancy Aux Ripes |  | GE | 6.8 | 5.9 | 7.6 | 9.9 | 12.2 | 17.6 | 20.5 | 19.8 | 16.9 | 13.9 | 11.2 | 8.3
Rhône, Genève Halle de l'île |  | GE | 7.2 | 6 | 7.5 | 9.9 | 12.2 | 18.5 | 21.8 | 21.5 | 17.9 | 14.9 | 11.9 | 8.9
Linth, Mollis Linthbrücke |  | GL | 4.1 | 4.3 | 6 | 7.2 | 8.5 | 10.3 | 11.9 | 12.3 | 10.3 | 8.7 | 7.3 | 5.6
Linth, Weesen Biäsche |  | GL | 6.5 | 5.6 | 6.1 | 7.8 | 10.6 | 15.2 | 18.8 | 19.8 | 16.4 | 13 | 10.7 | 8.1
Vorderrhein, Ilanz |  | GR | 2.7 | 2.3 | 3.8 | 5.8 | 7.2 | 9 | 11.3 | 11.6 | 8.8 | 7.3 | 5.5 | 2.8
Doubs, Ocourt |  | JU | 5.5 | 4.5 | 6.8 | 9.4 | 12.5 | 17 | 20.6 | 19.2 | 15.1 | 10.9 | 8.5 | 6
Reuss, Luzern Geissmattbrücke |  | LU | 6.5 | 5.3 | 6.6 | 9.1 | 13.5 | 17.7 | 21.9 | 21.3 | 17.9 | 13.5 | 11.2 | 8.3
Rhein, Diepoldsau, Rietbrücke |  | SG | 4 | 3.5 | 5.9 | 7.9 | 9.4 | 11.3 | 14.3 | 15 | 11.2 | 9 | 7 | 4.8
Rhein, Neuhausen Flurlingerbrücke |  | SG | 5.5 | 3.8 | 5.7 | 8.9 | 12.9 | 18.3 | 21.7 | 22.1 | 19.1 | 14.1 | 11.2 | 7.4
Thur, Halden |  | TG | 3.6 | 2.1 | 5.7 | 9.1 | 12.3 | 16.6 | 22 | 20.7 | 14.3 | 10.4 | 7.8 | 4.1
Reuss, Seedorf |  | UR | 3.2 | 2.7 | 4.6 | 5.8 | 7.2 | 9.1 | 11.4 | 11.3 | 9.1 | 7.6 | 5.5 | 3.6
Rhône, Porte du Scex |  | VS | 4.5 | 4.4 | 6.2 | 8.4 | 9.1 | 10.1 | 10 | 9.9 | 9.4 | 7.9 | 6.5 | 5
Rhône, Sion |  | VS | 3 | 4 | 6.6 | 8.2 | 8.8 | 9.3 | 9.1 | 9 | 8.9 | 7.7 | 6 | 4.2
Thur, Andelfingen |  | ZH | 4.7 | 3.5 | 6.7 | 10.2 | 13.3 | 17.5 | 22 | 21 | 15.8 | 11.9 | 9.6 | 5.6
Gewichteter Durchschnitt Schweiz | RIVER | CH | 5.8 | 4.8 | 6.6 | 9.2 | 12.2 | 16.5 | 20 | 19.5 | 16.6 | 12.9 | 10.4 | 7.4
Seewasser (> 45 m Tiefe) | LAKE | CH | 7.5 | 7.5 | 7.5 | 7.5 | 7.5 | 7.5 | 7.5 | 7.5 | 7.5 | 7.5 | 7.5 | 7.5
PEIK, Durchschnittliche monatliche Temperatur hydrologischen Stationen
Zürich-MeteoSchweiz | SMA | ZH | 0.4 | 1.6 | 5.5 | 8.4 | 13.4 | 16.2 | 18.4 | 18.4 | 14 | 9.9 | 4.2 | 1.8
|  |  | 5.0184 | 5.9316 | 8.8995 | 11.1064 | 14.9114 | 17.0422 | 18.7164 | 18.7164 | 15.368 | 12.2479 | 7.9102 | 6.0838
0.761
4.714